## DataBase
[19 empty] | Calibration | [6 empty] | LAB - interferents2 | [9 empty] | Comparison (sensor & reference)
Manufacturer | First Provider | Project | Model | living | type(opc, nephelometer, electrochemical, metal oxide) | OEM*/ Sensor system1 | Pollutant | Sensor result unit | Availability of raw data | Open source correction or black box? | Field / Lab | site | Response Time (s) | Time resolution (s) | Averaging time | units (avg_time) | R2_calib | intercept(a0) | a1(slope) | a2 | a3 | a4 | a5 | model type calibration | calibration type equation2 | Int_O3 | Int_T | Int_RH | Int_NO | Int_CO | Int_CO2 | Int_day | X | Y | model type regression (comparison) | r2 | intercept | slope | RMSE | MAE | BIAS | nRMSE (%) | min data recovery(%) | max data recovery(%) | mean Field Value (µg/m3) | T (°C) | RH (%) | % failure | NO2, Sensitivity Coeff (ppb/ppb or ppm) | NO, Sensitivity Coeff (ppb/ppb or ppm) | CO, Sensitivity Coeff (ppm/ppm) | O3, Sensitivity Coeff (ppb/ppb or ppm) | SO2, Sensitivity Coeff (ppb/ppb or ppm) | Temp, Sensitivity Coeff (ppb/°C or ppm/°C) | RH, Sensitivity Coeff (ppb/% or ppm/%) | U | type of U | CV (100-1000 µg/m3) (%) | min Accuracy | max Accuracy | CV (< 100 µg/m3) (%) | units Accuracy | LOD (ppb) | LOD (100-1000 µg/m3) µg/m3 | LOD (< 100 µg/m3) µg/m3 | precison | units (precision) | repteability (at 100 ppb) | Reproducibility between sensors (R2) | Dss-drift | Dls-drift (ppb/day) | Dep. Part. Composition | impact Part. Compositions (%) | Dep. Part. Size | impact part. Size (%) | Dep. RH | impact RH (%) | Dep. T | impact T (%) | Long Term Performance | reference | Price | currency | link_reference | comments | operator (added by)
Aeroqual |  |  | AQY v0.5 | Y | optical | sensor system | PM2.5 | µg/m3 | N | black box | FIELD | rural |  |  | 5 | min | [16 empty] | Sensor | GRIMM | linear | 0.8669 | 4.1665 | 0.9373 |  |  |  |  | 90 |  | 10 | [35 empty] | AQ-SPEC | 3000 | USD | http://www.aqmd.gov/docs/default-source/aq-spec/field-evaluations/aeroqual-aqy-v0-5---field-evaluation.pdf?sfvrsn=10 |  | JRC-FK
Aeroqual |  |  | AQY v0.5 | Y | optical | sensor system | PM2.5 | µg/m3 | N | black box | FIELD | rural |  |  | 5 | min | [16 empty] | Sensor | GRIMM | linear | 0.8412 | 4.9107 | 0.9263 |  |  |  |  | 90 |  | 15 | [35 empty] | AQ-SPEC | 3000 | USD | http://www.aqmd.gov/docs/default-source/aq-spec/field-evaluations/aeroqual-aqy-v0-5---field-evaluation.pdf?sfvrsn=10 |  | JRC-FK
Aeroqual |  |  | AQY v0.5 | Y | optical | sensor system | PM2.5 | µg/m3 | N | black box | FIELD | rural |  |  | 5 | min | [16 empty] | Sensor | GRIMM | linear | 0.7842 | 3.5351 | 0.9539 |  |  |  |  | 90 |  | 5 | [35 empty] | AQ-SPEC | 3000 | USD | http://www.aqmd.gov/docs/default-source/aq-spec/field-evaluations/aeroqual-aqy-v0-5---field-evaluation.pdf?sfvrsn=10 |  | JRC-FK
Aeroqual |  |  | AQY v0.5 | Y | optical | sensor system | PM2.5 | µg/m3 | N | black box | FIELD | rural |  |  | 5 | min | [16 empty] | Sensor | GRIMM | linear | 0.8481 | 4.0137 | 0.9872 |  |  |  |  | 90 |  | 10 | [35 empty] | AQ-SPEC | 3000 | USD | http://www.aqmd.gov/docs/default-source/aq-spec/field-evaluations/aeroqual-aqy-v0-5---field-evaluation.pdf?sfvrsn=10 |  | JRC-FK
Aeroqual |  |  | AQY v0.5 | Y | optical | sensor system | PM2.5 | µg/m3 | N | black box | FIELD | rural |  |  | 1 | hour | [16 empty] | Sensor | GRIMM | linear | 0.8745 | 4.1148 | 0.9418 |  |  |  |  | 90 |  | 10 | [35 empty] | AQ-SPEC | 3000 | USD | http://www.aqmd.gov/docs/default-source/aq-spec/field-evaluations/aeroqual-aqy-v0-5---field-evaluation.pdf?sfvrsn=10 |  | JRC-FK
Aeroqual |  |  | AQY v0.5 | Y | optical | sensor system | PM2.5 | µg/m3 | N | black box | FIELD | rural |  |  | 1 | hour | [16 empty] | Sensor | GRIMM | linear | 0.8484 | 4.815 | 0.9318 |  |  |  |  | 90 |  | 15 | [35 empty] | AQ-SPEC | 3000 | USD | http://www.aqmd.gov/docs/default-source/aq-spec/field-evaluations/aeroqual-aqy-v0-5---field-evaluation.pdf?sfvrsn=10 |  | JRC-FK
Aeroqual |  |  | AQY v0.5 | Y | optical | sensor system | PM2.5 | µg/m3 | N | black box | FIELD | rural |  |  | 1 | hour | [16 empty] | Sensor | GRIMM | linear | 0.8042 | 3.4997 | 0.9622 |  |  |  |  | 90 |  | 5 | [35 empty] | AQ-SPEC | 3000 | USD | http://www.aqmd.gov/docs/default-source/aq-spec/field-evaluations/aeroqual-aqy-v0-5---field-evaluation.pdf?sfvrsn=10 |  | JRC-FK
Aeroqual |  |  | AQY v0.5 | Y | optical | sensor system | PM2.5 | µg/m3 | N | black box | FIELD | rural |  |  | 1 | hour | [16 empty] | Sensor | GRIMM | linear | 0.8562 | 3.9516 | 0.9928 |  |  |  |  | 90 |  | 10 | [35 empty] | AQ-SPEC | 3000 | USD | http://www.aqmd.gov/docs/default-source/aq-spec/field-evaluations/aeroqual-aqy-v0-5---field-evaluation.pdf?sfvrsn=10 |  | JRC-FK
Aeroqual |  |  | AQY v0.5 | Y | optical | sensor system | PM2.5 | µg/m3 | N | black box | FIELD | rural |  |  | 24 | hour | [16 empty] | Sensor | GRIMM | linear | 0.9225 | 3.6646 | 0.9773 |  |  |  |  | 90 |  | 10 | [35 empty] | AQ-SPEC | 3000 | USD | http://www.aqmd.gov/docs/default-source/aq-spec/field-evaluations/aeroqual-aqy-v0-5---field-evaluation.pdf?sfvrsn=10 |  | JRC-FK
Aeroqual |  |  | AQY v0.5 | Y | optical | sensor system | PM2.5 | µg/m3 | N | black box | FIELD | rural |  |  | 24 | hour | [16 empty] | Sensor | GRIMM | linear | 0.9126 | 4.819 | 0.9559 |  |  |  |  | 90 |  | 15 | [35 empty] | AQ-SPEC | 3000 | USD | http://www.aqmd.gov/docs/default-source/aq-spec/field-evaluations/aeroqual-aqy-v0-5---field-evaluation.pdf?sfvrsn=10 |  | JRC-FK
Aeroqual |  |  | AQY v0.5 | Y | optical | sensor system | PM2.5 | µg/m3 | N | black box | FIELD | rural |  |  | 24 | hour | [16 empty] | Sensor | GRIMM | linear | 0.8645 | 3.6032 | 0.9468 |  |  |  |  | 90 |  | 5 | [35 empty] | AQ-SPEC | 3000 | USD | http://www.aqmd.gov/docs/default-source/aq-spec/field-evaluations/aeroqual-aqy-v0-5---field-evaluation.pdf?sfvrsn=10 |  | JRC-FK
Aeroqual |  |  | AQY v0.5 | Y | optical | sensor system | PM2.5 | µg/m3 | N | black box | FIELD | rural |  |  | 24 | hour | [16 empty] | Sensor | GRIMM | linear | 0.9233 | 3.5683 | 1.0555 |  |  |  |  | 90 |  | 10 | [35 empty] | AQ-SPEC | 3000 | USD | http://www.aqmd.gov/docs/default-source/aq-spec/field-evaluations/aeroqual-aqy-v0-5---field-evaluation.pdf?sfvrsn=10 |  | JRC-FK
Aeroqual |  |  | AQY v0.5 | Y | optical | sensor system | PM2.5 | µg/m3 | N | black box | FIELD | rural |  |  | 1 | hour | [16 empty] | Sensor | BAM | linear | 0.8435 | 4.0564 | 0.9077 |  |  |  |  | 90 |  | 10 | [35 empty] | AQ-SPEC | 3000 | USD | http://www.aqmd.gov/docs/default-source/aq-spec/field-evaluations/aeroqual-aqy-v0-5---field-evaluation.pdf?sfvrsn=10 |  | JRC-FK
Aeroqual |  |  | AQY v0.5 | Y | optical | sensor system | PM2.5 | µg/m3 | N | black box | FIELD | rural |  |  | 1 | hour | [16 empty] | Sensor | BAM | linear | 0.8302 | 3.7918 | 0.9194 |  |  |  |  | 90 |  | 15 | [35 empty] | AQ-SPEC | 3000 | USD | http://www.aqmd.gov/docs/default-source/aq-spec/field-evaluations/aeroqual-aqy-v0-5---field-evaluation.pdf?sfvrsn=10 |  | JRC-FK
Aeroqual |  |  | AQY v0.5 | Y | optical | sensor system | PM2.5 | µg/m3 | N | black box | FIELD | rural |  |  | 1 | hour | [16 empty] | Sensor | BAM | linear | 0.533 | 3.4347 | 1.3074 |  |  |  |  | 90 |  | 5 | [35 empty] | AQ-SPEC | 3000 | USD | http://www.aqmd.gov/docs/default-source/aq-spec/field-evaluations/aeroqual-aqy-v0-5---field-evaluation.pdf?sfvrsn=10 |  | JRC-FK
Aeroqual |  |  | AQY v0.5 | Y | optical | sensor system | PM2.5 | µg/m3 | N | black box | FIELD | rural |  |  | 1 | hour | [16 empty] | Sensor | BAM | linear | 0.8372 | 4.0173 | 0.9689 |  |  |  |  | 90 |  | 10 | [35 empty] | AQ-SPEC | 3000 | USD | http://www.aqmd.gov/docs/default-source/aq-spec/field-evaluations/aeroqual-aqy-v0-5---field-evaluation.pdf?sfvrsn=10 |  | JRC-FK
Aeroqual |  |  | AQY v0.5 | Y | optical | sensor system | PM2.5 | µg/m3 | N | black box | FIELD | rural |  |  | 24 | hour | [16 empty] | Sensor | BAM | linear | 0.9247 | 3.9097 | 0.9111 |  |  |  |  | 90 |  | 10 | [35 empty] | AQ-SPEC | 3000 | USD | http://www.aqmd.gov/docs/default-source/aq-spec/field-evaluations/aeroqual-aqy-v0-5---field-evaluation.pdf?sfvrsn=10 |  | JRC-FK
Aeroqual |  |  | AQY v0.5 | Y | optical | sensor system | PM2.5 | µg/m3 | N | black box | FIELD | rural |  |  | 24 | hour | [16 empty] | Sensor | BAM | linear | 0.9318 | 3.8435 | 0.9201 |  |  |  |  | 90 |  | 15 | [35 empty] | AQ-SPEC | 3000 | USD | http://www.aqmd.gov/docs/default-source/aq-spec/field-evaluations/aeroqual-aqy-v0-5---field-evaluation.pdf?sfvrsn=10 |  | JRC-FK
Aeroqual |  |  | AQY v0.5 | Y | optical | sensor system | PM2.5 | µg/m3 | N | black box | FIELD | rural |  |  | 24 | hour | [16 empty] | Sensor | BAM | linear | 0.5754 | 3.5293 | 1.1949 |  |  |  |  | 90 |  | 5 | [35 empty] | AQ-SPEC | 3000 | USD | http://www.aqmd.gov/docs/default-source/aq-spec/field-evaluations/aeroqual-aqy-v0-5---field-evaluation.pdf?sfvrsn=10 |  | JRC-FK
Aeroqual |  |  | AQY v0.5 | Y | optical | sensor system | PM2.5 | µg/m3 | N | black box | FIELD | rural |  |  | 24 | hour | [16 empty] | Sensor | BAM | linear | 0.8849 | 4.4864 | 0.8085 |  |  |  |  | 90 |  | 10 | [35 empty] | AQ-SPEC | 3000 | USD | http://www.aqmd.gov/docs/default-source/aq-spec/field-evaluations/aeroqual-aqy-v0-5---field-evaluation.pdf?sfvrsn=10 |  | JRC-FK
Aeroqual |  |  | AQY V2 | Y | electrochemical | sensor system | NO2 | ppb | N | black box | FIELD | rural |  |  | 5 | min | [9 empty] | O3 |  | RH |  |  |  |  | Sensor | FRM | linear | 0.7477 | -1.7229 | 1.1845 |  |  |  |  | 98 |  | 18 | [31 empty] | YES |  |  |  | AQ-SPEC | 3000 | USD | http://www.aqmd.gov/docs/default-source/aq-spec/field-evaluations/aeroqual-aqy-v0-5---field-evaluation.pdf?sfvrsn=10 |  | JRC-FK
Aeroqual |  |  | AQY V2 | Y | electrochemical | sensor system | NO2 | ppb | N | black box | FIELD | rural |  |  | 5 | min | [9 empty] | O3 |  | RH |  |  |  |  | Sensor | FRM | linear | 0.7831 | -0.2971 | 0.9549 |  |  |  |  | 99 |  | 25 | [31 empty] | YES |  |  |  | AQ-SPEC | 3000 | USD | http://www.aqmd.gov/docs/default-source/aq-spec/field-evaluations/aeroqual-aqy-v0-5---field-evaluation.pdf?sfvrsn=10 |  | JRC-FK
Aeroqual |  |  | AQY V2 | Y | electrochemical | sensor system | NO2 | ppb | N | black box | FIELD | rural |  |  | 5 | min | [9 empty] | O3 |  | RH |  |  |  |  | Sensor | FRM | linear | 0.9153 | 4.5088 | 0.9153 |  |  |  |  | 97 |  | 10 | [31 empty] | YES |  |  |  | AQ-SPEC | 3000 | USD | http://www.aqmd.gov/docs/default-source/aq-spec/field-evaluations/aeroqual-aqy-v0-5---field-evaluation.pdf?sfvrsn=10 |  | JRC-FK
Aeroqual |  |  | AQY V2 | Y | electrochemical | sensor system | NO2 | ppb | N | black box | FIELD | rural |  |  | 5 | min | [9 empty] | O3 |  | RH |  |  |  |  | Sensor | FRM | linear | 0.9801 | 2.0031 | 0.9801 |  |  |  |  | 99 |  | 18 | [31 empty] | YES |  |  |  | AQ-SPEC | 3000 | USD | http://www.aqmd.gov/docs/default-source/aq-spec/field-evaluations/aeroqual-aqy-v0-5---field-evaluation.pdf?sfvrsn=10 |  | JRC-FK
Aeroqual |  |  | AQY V2 | Y | electrochemical | sensor system | NO2 | ppb | N | black box | FIELD | rural |  |  | 1 | hour | [9 empty] | O3 |  | RH |  |  |  |  | Sensor | FRM | linear | 0.7787 | -2.2543 | 1.2225 |  |  |  |  | 98 |  | 18 | [31 empty] | YES |  |  |  | AQ-SPEC | 3000 | USD | http://www.aqmd.gov/docs/default-source/aq-spec/field-evaluations/aeroqual-aqy-v0-5---field-evaluation.pdf?sfvrsn=10 |  | JRC-FK
Aeroqual |  |  | AQY V2 | Y | electrochemical | sensor system | NO2 | ppb | N | black box | FIELD | rural |  |  | 1 | hour | [9 empty] | O3 |  | RH |  |  |  |  | Sensor | FRM | linear | 0.8063 | 0.8664 | 0.978 |  |  |  |  | 99 |  | 25 | [31 empty] | YES |  |  |  | AQ-SPEC | 3000 | USD | http://www.aqmd.gov/docs/default-source/aq-spec/field-evaluations/aeroqual-aqy-v0-5---field-evaluation.pdf?sfvrsn=10 |  | JRC-FK
Aeroqual |  |  | AQY V2 | Y | electrochemical | sensor system | NO2 | ppb | N | black box | FIELD | rural |  |  | 1 | hour | [9 empty] | O3 |  | RH |  |  |  |  | Sensor | FRM | linear | 0.2058 | 2.6131 | 1.1443 |  |  |  |  | 97 |  | 10 | [31 empty] | YES |  |  |  | AQ-SPEC | 3000 | USD | http://www.aqmd.gov/docs/default-source/aq-spec/field-evaluations/aeroqual-aqy-v0-5---field-evaluation.pdf?sfvrsn=10 |  | JRC-FK
Aeroqual |  |  | AQY V2 | Y | electrochemical | sensor system | NO2 | ppb | N | black box | FIELD | rural |  |  | 1 | hour | [9 empty] | O3 |  | RH |  |  |  |  | Sensor | FRM | linear | 0.8144 | 1.9001 | 0.9913 |  |  |  |  | 99 |  | 18 | [31 empty] | YES |  |  |  | AQ-SPEC | 3000 | USD | http://www.aqmd.gov/docs/default-source/aq-spec/field-evaluations/aeroqual-aqy-v0-5---field-evaluation.pdf?sfvrsn=10 |  | JRC-FK
Aeroqual |  |  | AQY V2 | Y | electrochemical | sensor system | NO2 | ppb | N | black box | FIELD | rural |  |  | 24 | hour | [9 empty] | O3 |  | RH |  |  |  |  | Sensor | FRM | linear | 0.8313 | -1.4757 | 1.1741 |  |  |  |  | 98 |  | 18 | [31 empty] | YES |  |  |  | AQ-SPEC | 3000 | USD | http://www.aqmd.gov/docs/default-source/aq-spec/field-evaluations/aeroqual-aqy-v0-5---field-evaluation.pdf?sfvrsn=10 |  | JRC-FK
Aeroqual |  |  | AQY V2 | Y | electrochemical | sensor system | NO2 | ppb | N | black box | FIELD | rural |  |  | 24 | hour | [9 empty] | O3 |  | RH |  |  |  |  | Sensor | FRM | linear | 0.8155 | -3.8834 | 1.0972 |  |  |  |  | 99 |  | 25 | [31 empty] | YES |  |  |  | AQ-SPEC | 3000 | USD | http://www.aqmd.gov/docs/default-source/aq-spec/field-evaluations/aeroqual-aqy-v0-5---field-evaluation.pdf?sfvrsn=10 |  | JRC-FK
Aeroqual |  |  | AQY V2 | Y | electrochemical | sensor system | NO2 | ppb | N | black box | FIELD | rural |  |  | 24 | hour | [9 empty] | O3 |  | RH |  |  |  |  | Sensor | FRM | linear | 0.3971 | -1.1867 | 1.5499 |  |  |  |  | 97 |  | 10 | [31 empty] | YES |  |  |  | AQ-SPEC | 3000 | USD | http://www.aqmd.gov/docs/default-source/aq-spec/field-evaluations/aeroqual-aqy-v0-5---field-evaluation.pdf?sfvrsn=10 |  | JRC-FK
Aeroqual |  |  | AQY V2 | Y | electrochemical | sensor system | NO2 | ppb | N | black box | FIELD | rural |  |  | 24 | hour | [9 empty] | O3 |  | RH |  |  |  |  | Sensor | FRM | linear | 0.8324 | 3.7397 | 0.8904 |  |  |  |  | 99 |  | 18 | [31 empty] | YES |  |  |  | AQ-SPEC | 3000 | USD | http://www.aqmd.gov/docs/default-source/aq-spec/field-evaluations/aeroqual-aqy-v0-5---field-evaluation.pdf?sfvrsn=10 |  | JRC-FK
Air Quality Egg | Shinyei-PPD60 | Air Quality Egg | Air Quality Egg v.2 (PM) | Y | optical | sensor system | PM2.5 | µg/m3 | N | black box | FIELD | rural |  |  | 5 | min | [16 empty] | Sensor | GRIMM | linear | 0.823 | 3.5456 | 0.9781 |  |  |  |  | 100 | [37 empty] | AQ-SPEC | 280 | USD | http://www.aqmd.gov/docs/default-source/aq-spec/field-evaluations/air-quality-egg-v2_pm---field-evaluation.pdf?sfvrsn=8 |  | JRC-FK
Air Quality Egg | Shinyei-PPD60 | Air Quality Egg | Air Quality Egg v.2 (PM) | Y | optical | sensor system | PM2.5 | µg/m3 | N | black box | FIELD | rural |  |  | 5 | min | [16 empty] | Sensor | GRIMM | linear | 0.8365 | 3.2115 | 1.0069 |  |  |  |  | 100 | [37 empty] | AQ-SPEC | 280 | USD | http://www.aqmd.gov/docs/default-source/aq-spec/field-evaluations/air-quality-egg-v2_pm---field-evaluation.pdf?sfvrsn=8 |  | JRC-FK
Air Quality Egg | Shinyei-PPD60 | Air Quality Egg | Air Quality Egg v.2 (PM) | Y | optical | sensor system | PM2.5 | µg/m3 | N | black box | FIELD | rural |  |  | 1 | hour | [16 empty] | Sensor | GRIMM | linear | 0.8351 | 3.5039 | 0.983 |  |  |  |  | 100 | [37 empty] | AQ-SPEC | 280 | USD | http://www.aqmd.gov/docs/default-source/aq-spec/field-evaluations/air-quality-egg-v2_pm---field-evaluation.pdf?sfvrsn=8 |  | JRC-FK
Air Quality Egg | Shinyei-PPD60 | Air Quality Egg | Air Quality Egg v.2 (PM) | Y | optical | sensor system | PM2.5 | µg/m3 | N | black box | FIELD | rural |  |  | 1 | hour | [16 empty] | Sensor | GRIMM | linear | 0.8488 | 3.1674 | 1.0119 |  |  |  |  | 100 | [37 empty] | AQ-SPEC | 280 | USD | http://www.aqmd.gov/docs/default-source/aq-spec/field-evaluations/air-quality-egg-v2_pm---field-evaluation.pdf?sfvrsn=8 |  | JRC-FK
Air Quality Egg | Shinyei-PPD60 | Air Quality Egg | Air Quality Egg v.2 (PM) | Y | optical | sensor system | PM2.5 | µg/m3 | N | black box | FIELD | rural |  |  | 24 | hour | [16 empty] | Sensor | GRIMM | linear | 0.9282 | 3.44 | 0.9876 |  |  |  |  | 100 | [37 empty] | AQ-SPEC | 280 | USD | http://www.aqmd.gov/docs/default-source/aq-spec/field-evaluations/air-quality-egg-v2_pm---field-evaluation.pdf?sfvrsn=8 |  | JRC-FK
Air Quality Egg | Shinyei-PPD60 | Air Quality Egg | Air Quality Egg v.2 (PM) | Y | optical | sensor system | PM2.5 | µg/m3 | N | black box | FIELD | rural |  |  | 24 | hour | [16 empty] | Sensor | GRIMM | linear | 0.9469 | 3.1393 | 1.0138 |  |  |  |  | 100 | [37 empty] | AQ-SPEC | 280 | USD | http://www.aqmd.gov/docs/default-source/aq-spec/field-evaluations/air-quality-egg-v2_pm---field-evaluation.pdf?sfvrsn=8 |  | JRC-FK
Air Quality Egg | Shinyei-PPD60 | Air Quality Egg | Air Quality Egg v.2 (PM) | Y | optical | sensor system | PM10 | µg/m3 | N | black box | FIELD | rural |  |  | 5 | min | [16 empty] | Sensor | GRIMM | linear | 0.3126 | 15.781 | 1.1348 |  |  |  |  | 100 | [37 empty] | AQ-SPEC | 280 | USD | http://www.aqmd.gov/docs/default-source/aq-spec/field-evaluations/air-quality-egg-v2_pm---field-evaluation.pdf?sfvrsn=8 |  | JRC-FK
Air Quality Egg | Shinyei-PPD60 | Air Quality Egg | Air Quality Egg v.2 (PM) | Y | optical | sensor system | PM10 | µg/m3 | N | black box | FIELD | rural |  |  | 1 | hour | [16 empty] | Sensor | GRIMM | linear | 0.0682 | 21.925 | 0.8345 |  |  |  |  | 100 | [37 empty] | AQ-SPEC | 280 | USD | http://www.aqmd.gov/docs/default-source/aq-spec/field-evaluations/air-quality-egg-v2_pm---field-evaluation.pdf?sfvrsn=8 |  | JRC-FK
Air Quality Egg | Shinyei-PPD60 | Air Quality Egg | Air Quality Egg v.2 (PM) | Y | optical | sensor system | PM10 | µg/m3 | N | black box | FIELD | rural |  |  | 1 | hour | [16 empty] | Sensor | GRIMM | linear | 0.3461 | 15.784 | 1.135 |  |  |  |  | 100 | [37 empty] | AQ-SPEC | 280 | USD | http://www.aqmd.gov/docs/default-source/aq-spec/field-evaluations/air-quality-egg-v2_pm---field-evaluation.pdf?sfvrsn=8 |  | JRC-FK
Air Quality Egg | Shinyei-PPD60 | Air Quality Egg | Air Quality Egg v.2 (PM) | Y | optical | sensor system | PM10 | µg/m3 | N | black box | FIELD | rural |  |  | 1 | hour | [16 empty] | Sensor | GRIMM | linear | 0.3713 | 15.106 | 1.2003 |  |  |  |  | 100 | [37 empty] | AQ-SPEC | 280 | USD | http://www.aqmd.gov/docs/default-source/aq-spec/field-evaluations/air-quality-egg-v2_pm---field-evaluation.pdf?sfvrsn=8 |  | JRC-FK
Air Quality Egg | Shinyei-PPD60 | Air Quality Egg | Air Quality Egg v.2 (PM) | Y | optical | sensor system | PM10 | µg/m3 | N | black box | FIELD | rural |  |  | 24 | hour | [16 empty] | Sensor | GRIMM | linear | 0.0659 | 22.221 | 0.7287 |  |  |  |  | 100 | [37 empty] | AQ-SPEC | 280 | USD | http://www.aqmd.gov/docs/default-source/aq-spec/field-evaluations/air-quality-egg-v2_pm---field-evaluation.pdf?sfvrsn=8 |  | JRC-FK
Air Quality Egg | Shinyei-PPD60 | Air Quality Egg | Air Quality Egg v.2 (PM) | Y | optical | sensor system | PM10 | µg/m3 | N | black box | FIELD | rural |  |  | 24 | hour | [16 empty] | Sensor | GRIMM | linear | 0.4418 | 15.703 | 1.1281 |  |  |  |  | 100 | [37 empty] | AQ-SPEC | 280 | USD | http://www.aqmd.gov/docs/default-source/aq-spec/field-evaluations/air-quality-egg-v2_pm---field-evaluation.pdf?sfvrsn=8 |  | JRC-FK
Air Quality Egg | Shinyei-PPD60 | Air Quality Egg | Air Quality Egg v.2 (PM) | Y | optical | sensor system | PM10 | µg/m3 | N | black box | FIELD | rural |  |  | 24 | hour | [16 empty] | Sensor | GRIMM | linear | 0.4776 | 15.048 | 1.1921 |  |  |  |  | 100 | [37 empty] | AQ-SPEC | 280 | USD | http://www.aqmd.gov/docs/default-source/aq-spec/field-evaluations/air-quality-egg-v2_pm---field-evaluation.pdf?sfvrsn=8 |  | JRC-FK
Alphasense |  |  | OPC-N2 | Y | optical | sensor system | PM1 | µg/m3 | N | black box | FIELD | rural |  | 15 | 5 | min | 0.705 | 5.217 | 5.681 |  |  |  |  | logaritmic | PM=a1*ln(Rs)+a0 | [7 empty] | Sensor | GRIMM | [8 empty] | 100 | 100 | 2.2 | [30 empty] | YES |  | YES |  |  | AQ-SPEC | 450 | USD | http://www.aqmd.gov/docs/default-source/aq-spec/field-evaluations/alphasense-opc-n2---field-evaluation.pdf?sfvrsn=0 |  | JRC-FK
Alphasense |  |  | OPC-N2 | Y | optical | sensor system | PM1 | µg/m3 | N | black box | FIELD | rural |  | 15 | 5 | min | 0.818 | 3.59 | 5.823 |  |  |  |  | logaritmic | PM=a1*ln(Rs)+a0 | [7 empty] | Sensor | GRIMM | [8 empty] | 100 | 100 | 3 | [30 empty] | YES |  | YES |  |  | AQ-SPEC | 450 | USD | http://www.aqmd.gov/docs/default-source/aq-spec/field-evaluations/alphasense-opc-n2---field-evaluation.pdf?sfvrsn=0 |  | JRC-FK
Alphasense |  |  | OPC-N2 | Y | optical | sensor system | PM1 | µg/m3 | N | black box | FIELD | rural |  | 15 | 5 | min | [16 empty] | Sensor | GRIMM | linear | 0.634 | 4.037 | 1.34 |  |  |  |  | 100 | 100 | 3.8 | [30 empty] | YES |  | YES |  |  | AQ-SPEC | 450 | USD | http://www.aqmd.gov/docs/default-source/aq-spec/field-evaluations/alphasense-opc-n2---field-evaluation.pdf?sfvrsn=0 |  | JRC-FK
Alphasense |  |  | OPC-N2 | Y | optical | sensor system | PM2.5 | µg/m3 | N | black box | FIELD | rural |  | 15 | 5 | min | 0.659 | -2.59 | 8.88 |  |  |  |  | logaritmic | PM=a1*ln(Rs)+a0 | [7 empty] | Sensor | GRIMM | [8 empty] | 100 | 100 | 7.5 | [30 empty] | YES |  | YES |  |  | AQ-SPEC | 450 | USD | http://www.aqmd.gov/docs/default-source/aq-spec/field-evaluations/alphasense-opc-n2---field-evaluation.pdf?sfvrsn=0 |  | JRC-FK
Alphasense |  |  | OPC-N2 | Y | optical | sensor system | PM2.5 | µg/m3 | N | black box | FIELD | rural |  | 15 | 5 | min | 0.794 | -5.29 | 9.182 |  |  |  |  | logaritmic | PM=a1*ln(Rs)+a0 | [7 empty] | Sensor | GRIMM | [8 empty] | 100 | 100 | 10 | [30 empty] | YES |  | YES |  |  | AQ-SPEC | 450 | USD | http://www.aqmd.gov/docs/default-source/aq-spec/field-evaluations/alphasense-opc-n2---field-evaluation.pdf?sfvrsn=0 |  | JRC-FK
Alphasense |  |  | OPC-N2 | Y | optical | sensor system | PM2.5 | µg/m3 | N | black box | FIELD | rural |  | 15 | 5 | min | [16 empty] | Sensor | GRIMM | linear | 0.654 | 6.11 | 0.713 |  |  |  |  | 100 | 100 | 11 | [30 empty] | YES |  | YES |  |  | AQ-SPEC | 450 | USD | http://www.aqmd.gov/docs/default-source/aq-spec/field-evaluations/alphasense-opc-n2---field-evaluation.pdf?sfvrsn=0 |  | JRC-FK
Alphasense |  |  | OPC-N2 | Y | optical | sensor system | PM10 | µg/m3 | N | black box | FIELD | rural |  | 15 | 5 | min | 0.451 | -25.326 | 16.939 |  |  |  |  | logaritmic | PM=a1*ln(Rs)+a0 | [7 empty] | Sensor | GRIMM | [8 empty] | 100 | 100 | 30 | [30 empty] | YES |  | YES |  |  | AQ-SPEC | 450 | USD | http://www.aqmd.gov/docs/default-source/aq-spec/field-evaluations/alphasense-opc-n2---field-evaluation.pdf?sfvrsn=0 |  | JRC-FK
Alphasense |  |  | OPC-N2 | Y | optical | sensor system | PM10 | µg/m3 | N | black box | FIELD | rural |  | 15 | 5 | min | 0.567 | -34.899 | 18.658 |  |  |  |  | logaritmic | PM=a1*ln(Rs)+a0 | [7 empty] | Sensor | GRIMM | [8 empty] | 100 | 100 | 37 | [30 empty] | YES |  | YES |  |  | AQ-SPEC | 450 | USD | http://www.aqmd.gov/docs/default-source/aq-spec/field-evaluations/alphasense-opc-n2---field-evaluation.pdf?sfvrsn=0 |  | JRC-FK
Alphasense |  |  | OPC-N2 | Y | optical | sensor system | PM10 | µg/m3 | N | black box | FIELD | rural |  | 15 | 5 | min | [16 empty] | Sensor | GRIMM | linear | 0.489 | 10.873 | 0.48 |  |  |  |  | 100 | 100 | 39 | [30 empty] | YES |  | YES |  |  | AQ-SPEC | 450 | USD | http://www.aqmd.gov/docs/default-source/aq-spec/field-evaluations/alphasense-opc-n2---field-evaluation.pdf?sfvrsn=0 |  | JRC-FK
Alphasense |  |  | OPC-N2 | Y | optical | sensor system | PM1 | µg/m3 | N | black box | FIELD | rural |  | 15 | 1 | hour | 0.706 | 5.179 | 5.683 |  |  |  |  | logaritmic | PM=a1*ln(Rs)+a0 | [7 empty] | Sensor | GRIMM | [8 empty] | 100 | 100 | 2.2 | [30 empty] | YES |  | YES |  |  | AQ-SPEC | 450 | USD | http://www.aqmd.gov/docs/default-source/aq-spec/field-evaluations/alphasense-opc-n2---field-evaluation.pdf?sfvrsn=0 |  | JRC-FK
Alphasense |  |  | OPC-N2 | Y | optical | sensor system | PM1 | µg/m3 | N | black box | FIELD | rural |  | 15 | 1 | hour | 0.822 | 3.535 | 53838 |  |  |  |  | logaritmic | PM=a1*ln(Rs)+a0 | [7 empty] | Sensor | GRIMM | [8 empty] | 100 | 100 | 3 | [30 empty] | YES |  | YES |  |  | AQ-SPEC | 450 | USD | http://www.aqmd.gov/docs/default-source/aq-spec/field-evaluations/alphasense-opc-n2---field-evaluation.pdf?sfvrsn=0 |  | JRC-FK
Alphasense |  |  | OPC-N2 | Y | optical | sensor system | PM1 | µg/m3 | N | black box | FIELD | rural |  | 15 | 1 | hour | [16 empty] | Sensor | GRIMM | linear | 0.672 | 3.745 | 1.419 |  |  |  |  | 100 | 100 | 3.8 | [30 empty] | YES |  | YES |  |  | AQ-SPEC | 450 | USD | http://www.aqmd.gov/docs/default-source/aq-spec/field-evaluations/alphasense-opc-n2---field-evaluation.pdf?sfvrsn=0 |  | JRC-FK
Alphasense |  |  | OPC-N2 | Y | optical | sensor system | PM2.5 | µg/m3 | N | black box | FIELD | rural |  | 15 | 1 | hour | 0.663 | -2.7402 | 8.934 |  |  |  |  | logaritmic | PM=a1*ln(Rs)+a0 | [7 empty] | Sensor | GRIMM | [8 empty] | 100 | 100 | 7.5 | [30 empty] | YES |  | YES |  |  | AQ-SPEC | 450 | USD | http://www.aqmd.gov/docs/default-source/aq-spec/field-evaluations/alphasense-opc-n2---field-evaluation.pdf?sfvrsn=0 |  | JRC-FK
Alphasense |  |  | OPC-N2 | Y | optical | sensor system | PM2.5 | µg/m3 | N | black box | FIELD | rural |  | 15 | 1 | hour | 0.805 | -5.472 | 9.2455 |  |  |  |  | logaritmic | PM=a1*ln(Rs)+a0 | [7 empty] | Sensor | GRIMM | [8 empty] | 100 | 100 | 10 | [30 empty] | YES |  | YES |  |  | AQ-SPEC | 450 | USD | http://www.aqmd.gov/docs/default-source/aq-spec/field-evaluations/alphasense-opc-n2---field-evaluation.pdf?sfvrsn=0 |  | JRC-FK
Alphasense |  |  | OPC-N2 | Y | optical | sensor system | PM2.5 | µg/m3 | N | black box | FIELD | rural |  | 15 | 1 | hour | [16 empty] | Sensor | GRIMM | linear | 0.698 | 5.652 | 0.7534 |  |  |  |  | 100 | 100 | 11 | [30 empty] | YES |  | YES |  |  | AQ-SPEC | 450 | USD | http://www.aqmd.gov/docs/default-source/aq-spec/field-evaluations/alphasense-opc-n2---field-evaluation.pdf?sfvrsn=0 |  | JRC-FK
Alphasense |  |  | OPC-N2 | Y | optical | sensor system | PM10 | µg/m3 | N | black box | FIELD | rural |  | 15 | 1 | hour | 0.465 | -25.426 | 16.915 |  |  |  |  | logaritmic | PM=a1*ln(Rs)+a0 | [7 empty] | Sensor | GRIMM | [8 empty] | 100 | 100 | 30 | [30 empty] | YES |  | YES |  |  | AQ-SPEC | 450 | USD | http://www.aqmd.gov/docs/default-source/aq-spec/field-evaluations/alphasense-opc-n2---field-evaluation.pdf?sfvrsn=0 |  | JRC-FK
Alphasense |  |  | OPC-N2 | Y | optical | sensor system | PM10 | µg/m3 | N | black box | FIELD | rural |  | 15 | 1 | hour | 0.597 | -35.437 | 18.763 |  |  |  |  | logaritmic | PM=a1*ln(Rs)+a0 | [7 empty] | Sensor | GRIMM | [8 empty] | 100 | 100 | 37 | [30 empty] | YES |  | YES |  |  | AQ-SPEC | 450 | USD | http://www.aqmd.gov/docs/default-source/aq-spec/field-evaluations/alphasense-opc-n2---field-evaluation.pdf?sfvrsn=0 |  | JRC-FK
Alphasense |  |  | OPC-N2 | Y | optical | sensor system | PM10 | µg/m3 | N | black box | FIELD | rural |  | 15 | 1 | hour | [8 empty] | PM=a1*Rs+a0 | [7 empty] | Sensor | GRIMM | linear | 0.524 | 9.909 | 0.505 |  |  |  |  | 100 | 100 | 39 | [30 empty] | YES |  | YES |  |  | AQ-SPEC | 450 | USD | http://www.aqmd.gov/docs/default-source/aq-spec/field-evaluations/alphasense-opc-n2---field-evaluation.pdf?sfvrsn=0 |  | JRC-FK
Alphasense |  |  | OPC-N2 | Y | optical | sensor system | PM1 | µg/m3 | N | black box | FIELD | rural |  | 15 | 24 | hour | 0.545 | 4.988 | 5.162 |  |  |  |  | logaritmic | PM=a1*ln(Rs)+a0 | [7 empty] | Sensor | GRIMM | [8 empty] | 100 | 100 | 2.2 | [30 empty] | YES |  | YES |  |  | AQ-SPEC | 450 | USD | http://www.aqmd.gov/docs/default-source/aq-spec/field-evaluations/alphasense-opc-n2---field-evaluation.pdf?sfvrsn=0 |  | JRC-FK
Alphasense |  |  | OPC-N2 | Y | optical | sensor system | PM1 | µg/m3 | N | black box | FIELD | rural |  | 15 | 24 | hour | 0.808 | 2.754 | 5.951 |  |  |  |  | logaritmic | PM=a1*ln(Rs)+a0 | [7 empty] | Sensor | GRIMM | [8 empty] | 100 | 100 | 3 | [30 empty] | YES |  | YES |  |  | AQ-SPEC | 450 | USD | http://www.aqmd.gov/docs/default-source/aq-spec/field-evaluations/alphasense-opc-n2---field-evaluation.pdf?sfvrsn=0 |  | JRC-FK
Alphasense |  |  | OPC-N2 | Y | optical | sensor system | PM1 | µg/m3 | N | black box | FIELD | rural |  | 15 | 24 | hour | [16 empty] | Sensor | GRIMM | linear | 0.583 | 3.664 | 1.451 |  |  |  |  | 100 | 100 | 3.8 | [30 empty] | YES |  | YES |  |  | AQ-SPEC | 450 | USD | http://www.aqmd.gov/docs/default-source/aq-spec/field-evaluations/alphasense-opc-n2---field-evaluation.pdf?sfvrsn=0 |  | JRC-FK
Alphasense |  |  | OPC-N2 | Y | optical | sensor system | PM2.5 | µg/m3 | N | black box | FIELD | rural |  | 15 | 24 | hour | 0.644 | -4.1935 | 9.341 |  |  |  |  | logaritmic | PM=a1*ln(Rs)+a0 | [7 empty] | Sensor | GRIMM | [8 empty] | 100 | 100 | 7.5 | [30 empty] | YES |  | YES |  |  | AQ-SPEC | 450 | USD | http://www.aqmd.gov/docs/default-source/aq-spec/field-evaluations/alphasense-opc-n2---field-evaluation.pdf?sfvrsn=0 |  | JRC-FK
Alphasense |  |  | OPC-N2 | Y | optical | sensor system | PM2.5 | µg/m3 | N | black box | FIELD | rural |  | 15 | 24 | hour | 0.883 | 3.89 | 1.0306 |  |  |  |  | logaritmic | PM=a1*ln(Rs)+a0 | [7 empty] | Sensor | GRIMM | [8 empty] | 100 | 100 | 10 | [30 empty] | YES |  | YES |  |  | AQ-SPEC | 450 | USD | http://www.aqmd.gov/docs/default-source/aq-spec/field-evaluations/alphasense-opc-n2---field-evaluation.pdf?sfvrsn=0 |  | JRC-FK
Alphasense |  |  | OPC-N2 | Y | optical | sensor system | PM2.5 | µg/m3 | N | black box | FIELD | rural |  | 15 | 24 | hour | [16 empty] | Sensor | GRIMM | linear | 0.756 | 4.809 | 0.83 |  |  |  |  | 100 | 100 | 11 | [30 empty] | YES |  | YES |  |  | AQ-SPEC | 450 | USD | http://www.aqmd.gov/docs/default-source/aq-spec/field-evaluations/alphasense-opc-n2---field-evaluation.pdf?sfvrsn=0 |  | JRC-FK
Alphasense |  |  | OPC-N2 | Y | optical | sensor system | PM10 | µg/m3 | N | black box | FIELD | rural |  | 15 | 24 | hour | 0.579 | -27.738 | 17.412 |  |  |  |  | logaritmic | PM=a1*ln(Rs)+a0 | [7 empty] | Sensor | GRIMM | [8 empty] | 100 | 100 | 30 | [30 empty] | YES |  | YES |  |  | AQ-SPEC | 450 | USD | http://www.aqmd.gov/docs/default-source/aq-spec/field-evaluations/alphasense-opc-n2---field-evaluation.pdf?sfvrsn=0 |  | JRC-FK
Alphasense |  |  | OPC-N2 | Y | optical | sensor system | PM10 | µg/m3 | N | black box | FIELD | rural |  | 15 | 24 | hour | 0.853 | -43.518 | 20.86 |  |  |  |  | logaritmic | PM=a1*ln(Rs)+a0 | [7 empty] | Sensor | GRIMM | [8 empty] | 100 | 100 | 37 | [30 empty] | YES |  | YES |  |  | AQ-SPEC | 450 | USD | http://www.aqmd.gov/docs/default-source/aq-spec/field-evaluations/alphasense-opc-n2---field-evaluation.pdf?sfvrsn=0 |  | JRC-FK
Alphasense |  |  | OPC-N2 | Y | optical | sensor system | PM10 | µg/m3 | N | black box | FIELD | rural |  | 15 | 24 | hour | 0.7664 | -42.362 | 20.108 |  |  |  |  | logaritmic | PM=a1*ln(Rs)+a0 | [7 empty] | Sensor | GRIMM | [8 empty] | 100 | 100 | 39 | [30 empty] | YES |  | YES |  |  | AQ-SPEC | 450 | USD | http://www.aqmd.gov/docs/default-source/aq-spec/field-evaluations/alphasense-opc-n2---field-evaluation.pdf?sfvrsn=0 |  | JRC-FK
Alphasense |  |  | OPC-N2 | Y | optical | sensor system | PM2.5 | µg/m3 | N | black box | FIELD | rural |  | 15 | 1 | hour | [16 empty] | Sensor | BAM | linear | 0.673 | 3.319 | 0.86 |  |  |  |  | 100 | 100 | 2.2 | [30 empty] | YES |  | YES |  |  | AQ-SPEC | 450 | USD | http://www.aqmd.gov/docs/default-source/aq-spec/field-evaluations/alphasense-opc-n2---field-evaluation.pdf?sfvrsn=0 |  | JRC-FK
Alphasense |  |  | OPC-N2 | Y | optical | sensor system | PM2.5 | µg/m3 | N | black box | FIELD | rural |  | 15 | 1 | hour | [16 empty] | Sensor | BAM | linear | 0.38 | 8.882 | 0.665 |  |  |  |  | 100 | 100 | 3 | [30 empty] | YES |  | YES |  |  | AQ-SPEC | 450 | USD | http://www.aqmd.gov/docs/default-source/aq-spec/field-evaluations/alphasense-opc-n2---field-evaluation.pdf?sfvrsn=0 |  | JRC-FK
Alphasense |  |  | OPC-N2 | Y | optical | sensor system | PM2.5 | µg/m3 | N | black box | FIELD | rural |  | 15 | 1 | hour | [16 empty] | Sensor | BAM | linear | 0.395 | 8.804 | 0.594 |  |  |  |  | 100 | 100 | 3.8 | [30 empty] | YES |  | YES |  |  | AQ-SPEC | 450 | USD | http://www.aqmd.gov/docs/default-source/aq-spec/field-evaluations/alphasense-opc-n2---field-evaluation.pdf?sfvrsn=0 |  | JRC-FK
Alphasense |  |  | OPC-N2 | Y | optical | sensor system | PM10 | µg/m3 | N | black box | FIELD | rural |  | 15 | 1 | hour | 0.4175 | 4.39 | 0.647 |  |  |  |  | exp | PM=a0*Rsa1 | [7 empty] | Sensor | BAM | [8 empty] | 100 | 100 | 7.5 | [30 empty] | YES |  | YES |  |  | AQ-SPEC | 450 | USD | http://www.aqmd.gov/docs/default-source/aq-spec/field-evaluations/alphasense-opc-n2---field-evaluation.pdf?sfvrsn=0 |  | JRC-FK
Alphasense |  |  | OPC-N2 | Y | optical | sensor system | PM10 | µg/m3 | N | black box | FIELD | rural |  | 15 | 1 | hour | 0.527 | 3.647 | 0.711 |  |  |  |  | exp | PM=a0*Rsa1 | [7 empty] | Sensor | BAM | [8 empty] | 100 | 100 | 10 | [30 empty] | YES |  | YES |  |  | AQ-SPEC | 450 | USD | http://www.aqmd.gov/docs/default-source/aq-spec/field-evaluations/alphasense-opc-n2---field-evaluation.pdf?sfvrsn=0 |  | JRC-FK
Alphasense |  |  | OPC-N2 | Y | optical | sensor system | PM10 | µg/m3 | N | black box | FIELD | rural |  | 15 | 1 | hour | 0.434 | 4.092 | 0.616 |  |  |  |  | exp | PM=a0*Rsa1 | [7 empty] | Sensor | BAM | [8 empty] | 100 | 100 | 11 | [30 empty] | YES |  | YES |  |  | AQ-SPEC | 450 | USD | http://www.aqmd.gov/docs/default-source/aq-spec/field-evaluations/alphasense-opc-n2---field-evaluation.pdf?sfvrsn=0 |  | JRC-FK
Alphasense |  |  | OPC-N2 | Y | optical | sensor system | PM2.5 | µg/m3 | N | black box | FIELD | rural |  | 15 | 24 | hour | [16 empty] | Sensor | BAM | linear | 0.904 | 2.617 | 0.906 |  |  |  |  | 100 | 100 | 30 | [30 empty] | YES |  | YES |  |  | AQ-SPEC | 450 | USD | http://www.aqmd.gov/docs/default-source/aq-spec/field-evaluations/alphasense-opc-n2---field-evaluation.pdf?sfvrsn=0 |  | JRC-FK
Alphasense |  |  | OPC-N2 | Y | optical | sensor system | PM2.5 | µg/m3 | N | black box | FIELD | rural |  | 15 | 24 | hour | [16 empty] | Sensor | BAM | linear | 0.826 | 5.982 | 0.952 |  |  |  |  | 100 | 100 | 37 | [30 empty] | YES |  | YES |  |  | AQ-SPEC | 450 | USD | http://www.aqmd.gov/docs/default-source/aq-spec/field-evaluations/alphasense-opc-n2---field-evaluation.pdf?sfvrsn=0 |  | JRC-FK
Alphasense |  |  | OPC-N2 | Y | optical | sensor system | PM2.5 | µg/m3 | N | black box | FIELD | rural |  | 15 | 24 | hour | [16 empty] | Sensor | BAM | linear | 0.763 | 6.5 | 0.796 |  |  |  |  | 100 | 100 | 39 | [30 empty] | YES |  | YES |  |  | AQ-SPEC | 450 | USD | http://www.aqmd.gov/docs/default-source/aq-spec/field-evaluations/alphasense-opc-n2---field-evaluation.pdf?sfvrsn=0 |  | JRC-FK
Alphasense |  |  | OPC-N2 | Y | optical | sensor system | PM10 | µg/m3 | N | black box | FIELD | rural |  | 15 | 24 | hour | 0.658 | 3.343 | 0.7368 |  |  |  |  | exp | PM=a0*Rsa1 | [7 empty] | Sensor | BAM | [8 empty] | 100 | 100 | 7.5 | [30 empty] | YES |  | YES |  |  | AQ-SPEC | 450 | USD | http://www.aqmd.gov/docs/default-source/aq-spec/field-evaluations/alphasense-opc-n2---field-evaluation.pdf?sfvrsn=0 |  | JRC-FK
Alphasense |  |  | OPC-N2 | Y | optical | sensor system | PM10 | µg/m3 | N | black box | FIELD | rural |  | 15 | 24 | hour | 0.919 | 1.874 | 0.857 |  |  |  |  | exp | PM=a0*Rsa1 | [7 empty] | Sensor | BAM | [8 empty] | 100 | 100 | 10 | [30 empty] | YES |  | YES |  |  | AQ-SPEC | 450 | USD | http://www.aqmd.gov/docs/default-source/aq-spec/field-evaluations/alphasense-opc-n2---field-evaluation.pdf?sfvrsn=0 |  | JRC-FK
Alphasense |  |  | OPC-N2 | Y | optical | sensor system | PM10 | µg/m3 | N | black box | FIELD | rural |  | 15 | 24 | hour | 0.822 | 1.979 | 0.8245 |  |  |  |  | exp | PM=a0*Rsa1 | [7 empty] | Sensor | BAM | [8 empty] | 100 | 100 | 11 | [30 empty] | YES |  | YES |  |  | AQ-SPEC | 450 | USD | http://www.aqmd.gov/docs/default-source/aq-spec/field-evaluations/alphasense-opc-n2---field-evaluation.pdf?sfvrsn=0 |  | JRC-FK
Alphasense |  |  | OPC-N2 | Y | optical | sensor system | PM1 | µg/m3 | N | black box | LAB | rural |  | 1.4-20 | 1 | min | [16 empty] | Sensor | BAM | linear | 0.99 | -7.8 | 0.64 |  |  |  |  | 42 | 100 |  | 20 | 40 | [11 empty] | 0.3 | 43.8 |  | % | [13 empty] | YES |  | YES |  |  | AQ-SPEC | 450 | USD | http://www.aqmd.gov/docs/default-source/aq-spec/laboratory-evaluations/alphasense-opc-n2---lab-evaluation.pdf?sfvrsn=8 | low precison: T=5° and 15% RH | JRC-FK
Alphasense |  |  | OPC-N2 | Y | optical | sensor system | PM2.5 | µg/m3 | N | black box | LAB | rural |  | 1.4-20 | 1 | min | [16 empty] | Sensor | BAM | linear | 0.99 | -8.98 | 0.56 |  |  |  |  | 42.4 | 100 |  | 20 | 40 | [11 empty] | -33.2 | 17.8 |  | % | [13 empty] | YES |  | YES |  |  | AQ-SPEC | 450 | USD | http://www.aqmd.gov/docs/default-source/aq-spec/laboratory-evaluations/alphasense-opc-n2---lab-evaluation.pdf?sfvrsn=8 | low precison: T=5° and 15% RH | JRC-FK
Alphasense |  |  | OPC-N2 | Y | optical | sensor system | PM10 | µg/m3 | N | black box | LAB | rural |  | 1.4-20 | 1 | min | [16 empty] | Sensor | BAM | linear | 0.99 | -1.72 | 0.97 |  |  |  |  | 9.5 | 96.8 |  | 20 | 40 | [11 empty] | 85.1 | 95.9 |  | % | [13 empty] | YES |  | YES |  |  | AQ-SPEC | 450 | USD | http://www.aqmd.gov/docs/default-source/aq-spec/laboratory-evaluations/alphasense-opc-n2---lab-evaluation.pdf?sfvrsn=8 | low precison: T=5° and 15% RH | JRC-FK
AS-LUNG | Plantower | Air Quality Station | PMS3003 | Y | optical | sensor system | PM1 | µg/m3 | N | black box | FIELD | rural |  | 15 | 5 | min | [16 empty] | Sensor | GRIMM | linear | 0.878 | -0.96 | 0.906 |  |  |  |  | 66 | 86 | 18 | [35 empty] | AQ-SPEC | 2000 | USD | http://www.aqmd.gov/docs/default-source/aq-spec/field-evaluations/as-lung-air-quality-station---field-evaluation18ce99efc2b66f27bf6fff00004a91a9.pdf?sfvrsn=14 |  | JRC-FK
AS-LUNG | Plantower | Air Quality Station | PMS3003 | Y | optical | sensor system | PM1 | µg/m3 | N | black box | FIELD | rural |  | 15 | 5 | min | [16 empty] | Sensor | GRIMM | linear | 0.85 | -0.56 | 0.683 |  |  |  |  | 66 | 86 | 20.5 | [35 empty] | AQ-SPEC | 2000 | USD | http://www.aqmd.gov/docs/default-source/aq-spec/field-evaluations/as-lung-air-quality-station---field-evaluation18ce99efc2b66f27bf6fff00004a91a9.pdf?sfvrsn=14 |  | JRC-FK
AS-LUNG | Plantower | Air Quality Station | PMS3003 | Y | optical | sensor system | PM1 | µg/m3 | N | black box | FIELD | rural |  | 15 | 5 | min | [16 empty] | Sensor | GRIMM | linear | 0.421 | 5.768 | 0.365 |  |  |  |  | 66 | 86 | 20 | [35 empty] | AQ-SPEC | 2000 | USD | http://www.aqmd.gov/docs/default-source/aq-spec/field-evaluations/as-lung-air-quality-station---field-evaluation18ce99efc2b66f27bf6fff00004a91a9.pdf?sfvrsn=14 |  | JRC-FK
AS-LUNG | Plantower | Air Quality Station | PMS3003 | Y | optical | sensor system | PM2.5 | µg/m3 | N | black box | FIELD | rural |  | 15 | 5 | min | [16 empty] | Sensor | GRIMM | linear | 0.806 | 3.075 | 0.599 |  |  |  |  | 66 | 86 | 22 | [35 empty] | AQ-SPEC | 2000 | USD | http://www.aqmd.gov/docs/default-source/aq-spec/field-evaluations/as-lung-air-quality-station---field-evaluation18ce99efc2b66f27bf6fff00004a91a9.pdf?sfvrsn=14 |  | JRC-FK
AS-LUNG | Plantower | Air Quality Station | PMS3003 | Y | optical | sensor system | PM2.5 | µg/m3 | N | black box | FIELD | rural |  | 15 | 5 | min | [16 empty] | Sensor | GRIMM | linear | 0.782 | 3.49 | 0.489 |  |  |  |  | 66 | 86 | 24 | [35 empty] | AQ-SPEC | 2000 | USD | http://www.aqmd.gov/docs/default-source/aq-spec/field-evaluations/as-lung-air-quality-station---field-evaluation18ce99efc2b66f27bf6fff00004a91a9.pdf?sfvrsn=14 |  | JRC-FK
AS-LUNG | Plantower | Air Quality Station | PMS3003 | Y | optical | sensor system | PM2.5 | µg/m3 | N | black box | FIELD | rural |  | 15 | 5 | min | [16 empty] | Sensor | GRIMM | linear | 0.591 | 5.854 | 0.375 |  |  |  |  | 66 | 86 | 23 | [35 empty] | AQ-SPEC | 2000 | USD | http://www.aqmd.gov/docs/default-source/aq-spec/field-evaluations/as-lung-air-quality-station---field-evaluation18ce99efc2b66f27bf6fff00004a91a9.pdf?sfvrsn=14 |  | JRC-FK
AS-LUNG | Plantower | Air Quality Station | PMS3003 | Y | optical | sensor system | PM10 | µg/m3 | N | black box | FIELD | rural |  | 15 | 5 | min | [16 empty] | Sensor | GRIMM | linear | 0.156 | 26.86 | 0.506 |  |  |  |  | 66 | 86 | 30 | [35 empty] | AQ-SPEC | 2000 | USD | http://www.aqmd.gov/docs/default-source/aq-spec/field-evaluations/as-lung-air-quality-station---field-evaluation18ce99efc2b66f27bf6fff00004a91a9.pdf?sfvrsn=14 |  | JRC-FK
AS-LUNG | Plantower | Air Quality Station | PMS3003 | Y | optical | sensor system | PM10 | µg/m3 | N | black box | FIELD | rural |  | 15 | 5 | min | [16 empty] | Sensor | GRIMM | linear | 0.198 | 23.97 | 0.46 |  |  |  |  | 66 | 86 | 39 | [35 empty] | AQ-SPEC | 2000 | USD | http://www.aqmd.gov/docs/default-source/aq-spec/field-evaluations/as-lung-air-quality-station---field-evaluation18ce99efc2b66f27bf6fff00004a91a9.pdf?sfvrsn=14 |  | JRC-FK
AS-LUNG | Plantower | Air Quality Station | PMS3003 | Y | optical | sensor system | PM10 | µg/m3 | N | black box | FIELD | rural |  | 15 | 5 | min | [16 empty] | Sensor | GRIMM | linear | 0.227 | 22.8 | 0.457 |  |  |  |  | 66 | 86 | 38 | [35 empty] | AQ-SPEC | 2000 | USD | http://www.aqmd.gov/docs/default-source/aq-spec/field-evaluations/as-lung-air-quality-station---field-evaluation18ce99efc2b66f27bf6fff00004a91a9.pdf?sfvrsn=14 |  | JRC-FK
AS-LUNG | Plantower | Air Quality Station | PMS3003 | Y | optical | sensor system | PM1 | µg/m3 | N | black box | FIELD | rural |  | 15 | 1 | hour | [16 empty] | Sensor | GRIMM | linear | 0.88 | -0.8463 | 0.896 |  |  |  |  | 66 | 86 | 18 | [35 empty] | AQ-SPEC | 2000 | USD | http://www.aqmd.gov/docs/default-source/aq-spec/field-evaluations/as-lung-air-quality-station---field-evaluation18ce99efc2b66f27bf6fff00004a91a9.pdf?sfvrsn=14 |  | JRC-FK
AS-LUNG | Plantower | Air Quality Station | PMS3003 | Y | optical | sensor system | PM1 | µg/m3 | N | black box | FIELD | rural |  | 15 | 1 | hour | [16 empty] | Sensor | GRIMM | linear | 0.88 | -0.6169 | 0.685 |  |  |  |  | 66 | 86 | 20.5 | [35 empty] | AQ-SPEC | 2000 | USD | http://www.aqmd.gov/docs/default-source/aq-spec/field-evaluations/as-lung-air-quality-station---field-evaluation18ce99efc2b66f27bf6fff00004a91a9.pdf?sfvrsn=14 |  | JRC-FK
AS-LUNG | Plantower | Air Quality Station | PMS3003 | Y | optical | sensor system | PM1 | µg/m3 | N | black box | FIELD | rural |  | 15 | 1 | hour | [16 empty] | Sensor | GRIMM | linear | 0.6896 | 1.6093 | 0.592 |  |  |  |  | 66 | 86 | 20 | [35 empty] | AQ-SPEC | 2000 | USD | http://www.aqmd.gov/docs/default-source/aq-spec/field-evaluations/as-lung-air-quality-station---field-evaluation18ce99efc2b66f27bf6fff00004a91a9.pdf?sfvrsn=14 |  | JRC-FK
AS-LUNG | Plantower | Air Quality Station | PMS3003 | Y | optical | sensor system | PM2.5 | µg/m3 | N | black box | FIELD | rural |  | 15 | 1 | hour | [16 empty] | Sensor | GRIMM | linear | 0.821 | 2.948 | 0.599 |  |  |  |  | 66 | 86 | 22 | [35 empty] | AQ-SPEC | 2000 | USD | http://www.aqmd.gov/docs/default-source/aq-spec/field-evaluations/as-lung-air-quality-station---field-evaluation18ce99efc2b66f27bf6fff00004a91a9.pdf?sfvrsn=14 |  | JRC-FK
AS-LUNG | Plantower | Air Quality Station | PMS3003 | Y | optical | sensor system | PM2.5 | µg/m3 | N | black box | FIELD | rural |  | 15 | 1 | hour | [16 empty] | Sensor | GRIMM | linear | 0.805 | 3.479 | 0.488 |  |  |  |  | 66 | 86 | 24 | [35 empty] | AQ-SPEC | 2000 | USD | http://www.aqmd.gov/docs/default-source/aq-spec/field-evaluations/as-lung-air-quality-station---field-evaluation18ce99efc2b66f27bf6fff00004a91a9.pdf?sfvrsn=14 |  | JRC-FK
AS-LUNG | Plantower | Air Quality Station | PMS3003 | Y | optical | sensor system | PM2.5 | µg/m3 | N | black box | FIELD | rural |  | 15 | 1 | hour | [16 empty] | Sensor | GRIMM | linear | 0.773 | 3.12 | 0.483 |  |  |  |  | 66 | 86 | 23 | [35 empty] | AQ-SPEC | 2000 | USD | http://www.aqmd.gov/docs/default-source/aq-spec/field-evaluations/as-lung-air-quality-station---field-evaluation18ce99efc2b66f27bf6fff00004a91a9.pdf?sfvrsn=14 |  | JRC-FK
AS-LUNG | Plantower | Air Quality Station | PMS3003 | Y | optical | sensor system | PM1 | µg/m3 | N | black box | FIELD | rural |  | 15 | 24 | hour | [16 empty] | Sensor | GRIMM | linear | 0.94 | -1.07 | 0.89 |  |  |  |  | 66 | 86 | 18 | [35 empty] | AQ-SPEC | 2000 | USD | http://www.aqmd.gov/docs/default-source/aq-spec/field-evaluations/as-lung-air-quality-station---field-evaluation18ce99efc2b66f27bf6fff00004a91a9.pdf?sfvrsn=14 |  | JRC-FK
AS-LUNG | Plantower | Air Quality Station | PMS3003 | Y | optical | sensor system | PM1 | µg/m3 | N | black box | FIELD | rural |  | 15 | 24 | hour | [16 empty] | Sensor | GRIMM | linear | 0.93 | -1.049 | 0.694 |  |  |  |  | 66 | 86 | 20.5 | [35 empty] | AQ-SPEC | 2000 | USD | http://www.aqmd.gov/docs/default-source/aq-spec/field-evaluations/as-lung-air-quality-station---field-evaluation18ce99efc2b66f27bf6fff00004a91a9.pdf?sfvrsn=14 |  | JRC-FK
AS-LUNG | Plantower | Air Quality Station | PMS3003 | Y | optical | sensor system | PM1 | µg/m3 | N | black box | FIELD | rural |  | 15 | 24 | hour | [16 empty] | Sensor | GRIMM | linear | 0.961 | -0.9156 | 0.719 |  |  |  |  | 66 | 86 | 20 | [35 empty] | AQ-SPEC | 2000 | USD | http://www.aqmd.gov/docs/default-source/aq-spec/field-evaluations/as-lung-air-quality-station---field-evaluation18ce99efc2b66f27bf6fff00004a91a9.pdf?sfvrsn=14 |  | JRC-FK
AS-LUNG | Plantower | Air Quality Station | PMS3003 | Y | optical | sensor system | PM2.5 | µg/m3 | N | black box | FIELD | rural |  | 15 | 24 | hour | [16 empty] | Sensor | GRIMM | linear | 0.88 | 2.12 | 0.613 |  |  |  |  | 66 | 86 | 22 | [35 empty] | AQ-SPEC | 2000 | USD | http://www.aqmd.gov/docs/default-source/aq-spec/field-evaluations/as-lung-air-quality-station---field-evaluation18ce99efc2b66f27bf6fff00004a91a9.pdf?sfvrsn=14 |  | JRC-FK
AS-LUNG | Plantower | Air Quality Station | PMS3003 | Y | optical | sensor system | PM2.5 | µg/m3 | N | black box | FIELD | rural |  | 15 | 24 | hour | [16 empty] | Sensor | GRIMM | linear | 0.867 | 2.57 | 0.507 |  |  |  |  | 66 | 86 | 24 | [35 empty] | AQ-SPEC | 2000 | USD | http://www.aqmd.gov/docs/default-source/aq-spec/field-evaluations/as-lung-air-quality-station---field-evaluation18ce99efc2b66f27bf6fff00004a91a9.pdf?sfvrsn=14 |  | JRC-FK
AS-LUNG | Plantower | Air Quality Station | PMS3003 | Y | optical | sensor system | PM2.5 | µg/m3 | N | black box | FIELD | rural |  | 15 | 24 | hour | [16 empty] | Sensor | GRIMM | linear | 0.933 | 1.843 | 0.526 |  |  |  |  | 66 | 86 | 23 | [35 empty] | AQ-SPEC | 2000 | USD | http://www.aqmd.gov/docs/default-source/aq-spec/field-evaluations/as-lung-air-quality-station---field-evaluation18ce99efc2b66f27bf6fff00004a91a9.pdf?sfvrsn=14 |  | JRC-FK
AS-LUNG | Plantower | Air Quality Station | PMS3003 | Y | optical | sensor system | PM2.5 | µg/m3 | N | black box | FIELD | rural |  | 15 | 1 | hour | [16 empty] | Sensor | BAM | linear | 0.812 | 4.36 | 0.6206 |  |  |  |  | 66 | 86 | 22 | [35 empty] | AQ-SPEC | 2000 | USD | http://www.aqmd.gov/docs/default-source/aq-spec/field-evaluations/as-lung-air-quality-station---field-evaluation18ce99efc2b66f27bf6fff00004a91a9.pdf?sfvrsn=14 |  | JRC-FK
AS-LUNG | Plantower | Air Quality Station | PMS3003 | Y | optical | sensor system | PM2.5 | µg/m3 | N | black box | FIELD | rural |  | 15 | 1 | hour | [16 empty] | Sensor | BAM | linear | 0.802 | 4.904 | 0.506 |  |  |  |  | 66 | 86 | 24 | [35 empty] | AQ-SPEC | 2000 | USD | http://www.aqmd.gov/docs/default-source/aq-spec/field-evaluations/as-lung-air-quality-station---field-evaluation18ce99efc2b66f27bf6fff00004a91a9.pdf?sfvrsn=14 |  | JRC-FK
AS-LUNG | Plantower | Air Quality Station | PMS3003 | Y | optical | sensor system | PM2.5 | µg/m3 | N | black box | FIELD | rural |  | 15 | 1 | hour | [16 empty] | Sensor | BAM | linear | 0.731 | 5.303 | 0.501 |  |  |  |  | 66 | 86 | 23 | [35 empty] | AQ-SPEC | 2000 | USD | http://www.aqmd.gov/docs/default-source/aq-spec/field-evaluations/as-lung-air-quality-station---field-evaluation18ce99efc2b66f27bf6fff00004a91a9.pdf?sfvrsn=14 |  | JRC-FK
AS-LUNG | Plantower | Air Quality Station | PMS3003 | Y | optical | sensor system | PM2.5 | µg/m3 | N | black box | FIELD | rural |  | 15 | 24 | hour | [16 empty] | Sensor | BAM | linear | 0.88 | 4.06 | 0.629 |  |  |  |  | 66 | 86 | 22 | [35 empty] | AQ-SPEC | 2000 | USD | http://www.aqmd.gov/docs/default-source/aq-spec/field-evaluations/as-lung-air-quality-station---field-evaluation18ce99efc2b66f27bf6fff00004a91a9.pdf?sfvrsn=14 |  | JRC-FK
AS-LUNG | Plantower | Air Quality Station | PMS3003 | Y | optical | sensor system | PM2.5 | µg/m3 | N | black box | FIELD | rural |  | 15 | 24 | hour | [16 empty] | Sensor | BAM | linear | 0.86 | 4.351 | 0.523 |  |  |  |  | 66 | 86 | 24 | [35 empty] | AQ-SPEC | 2000 | USD | http://www.aqmd.gov/docs/default-source/aq-spec/field-evaluations/as-lung-air-quality-station---field-evaluation18ce99efc2b66f27bf6fff00004a91a9.pdf?sfvrsn=14 |  | JRC-FK
AS-LUNG | Plantower | Air Quality Station | PMS3003 | Y | optical | sensor system | PM2.5 | µg/m3 | N | black box | FIELD | rural |  | 15 | 24 | hour | [16 empty] | Sensor | BAM | linear | 0.89 | 3.75 | 0.55 |  |  |  |  | 66 | 86 | 23 | [35 empty] | AQ-SPEC | 2000 | USD | http://www.aqmd.gov/docs/default-source/aq-spec/field-evaluations/as-lung-air-quality-station---field-evaluation18ce99efc2b66f27bf6fff00004a91a9.pdf?sfvrsn=14 |  | JRC-FK
AS-LUNG | Plantower | Air Quality Station | PMS3003 | Y | optical | sensor system | PM10 | µg/m3 | N | black box | FIELD | rural |  | 15 | 1 | hour | [16 empty] | Sensor | BAM | linear | 0.258 | 33.69 | 0.639 |  |  |  |  | 66 | 86 | 30 | [35 empty] | AQ-SPEC | 2000 | USD | http://www.aqmd.gov/docs/default-source/aq-spec/field-evaluations/as-lung-air-quality-station---field-evaluation18ce99efc2b66f27bf6fff00004a91a9.pdf?sfvrsn=14 |  | JRC-FK
AS-LUNG | Plantower | Air Quality Station | PMS3003 | Y | optical | sensor system | PM10 | µg/m3 | N | black box | FIELD | rural |  | 15 | 1 | hour | [16 empty] | Sensor | BAM | linear | 0.258 | 32.435 | 0.549 |  |  |  |  | 66 | 86 | 39 | [35 empty] | AQ-SPEC | 2000 | USD | http://www.aqmd.gov/docs/default-source/aq-spec/field-evaluations/as-lung-air-quality-station---field-evaluation18ce99efc2b66f27bf6fff00004a91a9.pdf?sfvrsn=14 |  | JRC-FK
AS-LUNG | Plantower | Air Quality Station | PMS3003 | Y | optical | sensor system | PM10 | µg/m3 | N | black box | FIELD | rural |  | 15 | 1 | hour | [16 empty] | Sensor | BAM | linear | 0.279 | 31.546 | 0.604 |  |  |  |  | 66 | 86 | 38 | [35 empty] | AQ-SPEC | 2000 | USD | http://www.aqmd.gov/docs/default-source/aq-spec/field-evaluations/as-lung-air-quality-station---field-evaluation18ce99efc2b66f27bf6fff00004a91a9.pdf?sfvrsn=14 |  | JRC-FK
AS-LUNG | Plantower | Portable | PMS3003 | Y | optical | sensor system | PM1 | µg/m3 | N | black box | FIELD | rural |  | 15 | 5 | min | [16 empty] | Sensor | GRIMM | linear | 0.868 | -0.872 | 0.877 |  |  |  |  | 82 |  | 15 | [35 empty] | AQ-SPEC | 1000 | USD | http://www.aqmd.gov/docs/default-source/aq-spec/field-evaluations/as-lung-portable---field-evaluation.pdf?sfvrsn=8 |  | JRC-FK
AS-LUNG | Plantower | Portable | PMS3003 | Y | optical | sensor system | PM1 | µg/m3 | N | black box | FIELD | rural |  | 15 | 5 | min | [16 empty] | Sensor | GRIMM | linear | 0.866 | -0.789 | 0.888 |  |  |  |  | 82 |  | 15 | [35 empty] | AQ-SPEC | 1000 | USD | http://www.aqmd.gov/docs/default-source/aq-spec/field-evaluations/as-lung-portable---field-evaluation.pdf?sfvrsn=8 |  | JRC-FK
AS-LUNG | Plantower | Portable | PMS3003 | Y | optical | sensor system | PM1 | µg/m3 | N | black box | FIELD | rural |  | 15 | 5 | min | [16 empty] | Sensor | GRIMM | linear | 0.8661 | -1.2827 | 0.842 |  |  |  |  | 82 |  | 15 | [35 empty] | AQ-SPEC | 1000 | USD | http://www.aqmd.gov/docs/default-source/aq-spec/field-evaluations/as-lung-portable---field-evaluation.pdf?sfvrsn=8 |  | JRC-FK
AS-LUNG | Plantower | Portable | PMS3003 | Y | optical | sensor system | PM2.5 | µg/m3 | N | black box | FIELD | rural |  | 15 | 5 | min | [16 empty] | Sensor | GRIMM | linear | 0.78 | 3.257 | 0.602 |  |  |  |  | 85 |  | 21 | [35 empty] | AQ-SPEC | 1000 | USD | http://www.aqmd.gov/docs/default-source/aq-spec/field-evaluations/as-lung-portable---field-evaluation.pdf?sfvrsn=8 |  | JRC-FK
AS-LUNG | Plantower | Portable | PMS3003 | Y | optical | sensor system | PM2.5 | µg/m3 | N | black box | FIELD | rural |  | 15 | 5 | min | [16 empty] | Sensor | GRIMM | linear | 0.7758 | 3.385 | 0.621 |  |  |  |  | 85 |  | 21 | [35 empty] | AQ-SPEC | 1000 | USD | http://www.aqmd.gov/docs/default-source/aq-spec/field-evaluations/as-lung-portable---field-evaluation.pdf?sfvrsn=8 |  | JRC-FK
AS-LUNG | Plantower | Portable | PMS3003 | Y | optical | sensor system | PM2.5 | µg/m3 | N | black box | FIELD | rural |  | 15 | 5 | min | [16 empty] | Sensor | GRIMM | linear | 0.7803 | 2.88 | 0.589 |  |  |  |  | 85 |  | 22 | [35 empty] | AQ-SPEC | 1000 | USD | http://www.aqmd.gov/docs/default-source/aq-spec/field-evaluations/as-lung-portable---field-evaluation.pdf?sfvrsn=8 |  | JRC-FK
AS-LUNG | Plantower | Portable | PMS3003 | Y | optical | sensor system | PM10 | µg/m3 | N | black box | FIELD | rural |  | 15 | 5 | min | [16 empty] | Sensor | GRIMM | linear | 0.113 | 27.65 | 0.546 |  |  |  |  | 87 |  | 26 | [35 empty] | AQ-SPEC | 1000 | USD | http://www.aqmd.gov/docs/default-source/aq-spec/field-evaluations/as-lung-portable---field-evaluation.pdf?sfvrsn=8 |  | JRC-FK
AS-LUNG | Plantower | Portable | PMS3003 | Y | optical | sensor system | PM10 | µg/m3 | N | black box | FIELD | rural |  | 15 | 5 | min | [16 empty] | Sensor | GRIMM | linear | 0.131 | 26.616 | 0.585 |  |  |  |  | 87 |  | 26 | [35 empty] | AQ-SPEC | 1000 | USD | http://www.aqmd.gov/docs/default-source/aq-spec/field-evaluations/as-lung-portable---field-evaluation.pdf?sfvrsn=8 |  | JRC-FK
AS-LUNG | Plantower | Portable | PMS3003 | Y | optical | sensor system | PM10 | µg/m3 | N | black box | FIELD | rural |  | 15 | 5 | min | [16 empty] | Sensor | GRIMM | linear | 0.137 | 23.503 | 0.533 |  |  |  |  | 87 |  | 28 | [35 empty] | AQ-SPEC | 1000 | USD | http://www.aqmd.gov/docs/default-source/aq-spec/field-evaluations/as-lung-portable---field-evaluation.pdf?sfvrsn=8 |  | JRC-FK
AS-LUNG | Plantower | Portable | PMS3003 | Y | optical | sensor system | PM1 | µg/m3 | N | black box | FIELD | rural |  | 15 | 1 | hour | [16 empty] | Sensor | GRIMM | linear | 0.888 | -0.8897 | 0.876 |  |  |  |  | 82 |  | 15 | [35 empty] | AQ-SPEC | 1000 | USD | http://www.aqmd.gov/docs/default-source/aq-spec/field-evaluations/as-lung-portable---field-evaluation.pdf?sfvrsn=8 |  | JRC-FK
AS-LUNG | Plantower | Portable | PMS3003 | Y | optical | sensor system | PM1 | µg/m3 | N | black box | FIELD | rural |  | 15 | 1 | hour | [16 empty] | Sensor | GRIMM | linear | 0.8857 | -0.8077 | 0.887 |  |  |  |  | 82 |  | 15 | [35 empty] | AQ-SPEC | 1000 | USD | http://www.aqmd.gov/docs/default-source/aq-spec/field-evaluations/as-lung-portable---field-evaluation.pdf?sfvrsn=8 |  | JRC-FK
AS-LUNG | Plantower | Portable | PMS3003 | Y | optical | sensor system | PM1 | µg/m3 | N | black box | FIELD | rural |  | 15 | 1 | hour | [16 empty] | Sensor | GRIMM | linear | 0.8838 | -1.2893 | 0.8404 |  |  |  |  | 82 |  | 15 | [35 empty] | AQ-SPEC | 1000 | USD | http://www.aqmd.gov/docs/default-source/aq-spec/field-evaluations/as-lung-portable---field-evaluation.pdf?sfvrsn=8 |  | JRC-FK
AS-LUNG | Plantower | Portable | PMS3003 | Y | optical | sensor system | PM2.5 | µg/m3 | N | black box | FIELD | rural |  | 15 | 1 | hour | [16 empty] | Sensor | GRIMM | linear | 0.798 | 3.27 | 0.6015 |  |  |  |  | 85 |  | 21 | [35 empty] | AQ-SPEC | 1000 | USD | http://www.aqmd.gov/docs/default-source/aq-spec/field-evaluations/as-lung-portable---field-evaluation.pdf?sfvrsn=8 |  | JRC-FK
AS-LUNG | Plantower | Portable | PMS3003 | Y | optical | sensor system | PM2.5 | µg/m3 | N | black box | FIELD | rural |  | 15 | 1 | hour | [16 empty] | Sensor | GRIMM | linear | 0.7961 | 3.44 | 0.617 |  |  |  |  | 85 |  | 21 | [35 empty] | AQ-SPEC | 1000 | USD | http://www.aqmd.gov/docs/default-source/aq-spec/field-evaluations/as-lung-portable---field-evaluation.pdf?sfvrsn=8 |  | JRC-FK
AS-LUNG | Plantower | Portable | PMS3003 | Y | optical | sensor system | PM2.5 | µg/m3 | N | black box | FIELD | rural |  | 15 | 1 | hour | [16 empty] | Sensor | GRIMM | linear | 0.792 | 2.9267 | 0.588 |  |  |  |  | 85 |  | 22 | [35 empty] | AQ-SPEC | 1000 | USD | http://www.aqmd.gov/docs/default-source/aq-spec/field-evaluations/as-lung-portable---field-evaluation.pdf?sfvrsn=8 |  | JRC-FK
AS-LUNG | Plantower | Portable | PMS3003 | Y | optical | sensor system | PM1 | µg/m3 | N | black box | FIELD | rural |  | 15 | 24 | hour | [16 empty] | Sensor | GRIMM | linear | 0.936 | -1.289 | 0.8795 |  |  |  |  | 82 |  | 25 | [35 empty] | AQ-SPEC | 1000 | USD | http://www.aqmd.gov/docs/default-source/aq-spec/field-evaluations/as-lung-portable---field-evaluation.pdf?sfvrsn=8 |  | JRC-FK
AS-LUNG | Plantower | Portable | PMS3003 | Y | optical | sensor system | PM1 | µg/m3 | N | black box | FIELD | rural |  | 15 | 24 | hour | [16 empty] | Sensor | GRIMM | linear | 0.936 | -1.306 | 0.8947 |  |  |  |  | 82 |  | 25 | [35 empty] | AQ-SPEC | 1000 | USD | http://www.aqmd.gov/docs/default-source/aq-spec/field-evaluations/as-lung-portable---field-evaluation.pdf?sfvrsn=8 |  | JRC-FK
AS-LUNG | Plantower | Portable | PMS3003 | Y | optical | sensor system | PM1 | µg/m3 | N | black box | FIELD | rural |  | 15 | 24 | hour | [16 empty] | Sensor | GRIMM | linear | 0.932 | -1.8971 | 0.8538 |  |  |  |  | 82 |  | 28 | [35 empty] | AQ-SPEC | 1000 | USD | http://www.aqmd.gov/docs/default-source/aq-spec/field-evaluations/as-lung-portable---field-evaluation.pdf?sfvrsn=8 |  | JRC-FK
AS-LUNG | Plantower | Portable | PMS3003 | Y | optical | sensor system | PM2.5 | µg/m3 | N | black box | FIELD | rural |  | 15 | 24 | hour | [16 empty] | Sensor | GRIMM | linear | 0.905 | 2.206 | 0.6217 |  |  |  |  | 85 |  | 21 | [35 empty] | AQ-SPEC | 1000 | USD | http://www.aqmd.gov/docs/default-source/aq-spec/field-evaluations/as-lung-portable---field-evaluation.pdf?sfvrsn=8 |  | JRC-FK
AS-LUNG | Plantower | Portable | PMS3003 | Y | optical | sensor system | PM2.5 | µg/m3 | N | black box | FIELD | rural |  | 15 | 24 | hour | [16 empty] | Sensor | GRIMM | linear | 0.901 | 2.3672 | 0.6391 |  |  |  |  | 85 |  | 21 | [35 empty] | AQ-SPEC | 1000 | USD | http://www.aqmd.gov/docs/default-source/aq-spec/field-evaluations/as-lung-portable---field-evaluation.pdf?sfvrsn=8 |  | JRC-FK
AS-LUNG | Plantower | Portable | PMS3003 | Y | optical | sensor system | PM2.5 | µg/m3 | N | black box | FIELD | rural |  | 15 | 24 | hour | [16 empty] | Sensor | GRIMM | linear | 0.9021 | 1.8564 | 0.3074 |  |  |  |  | 85 |  | 22 | [35 empty] | AQ-SPEC | 1000 | USD | http://www.aqmd.gov/docs/default-source/aq-spec/field-evaluations/as-lung-portable---field-evaluation.pdf?sfvrsn=8 |  | JRC-FK
AS-LUNG | Plantower | Portable | PMS3003 | Y | optical | sensor system | PM2.5 | µg/m3 | N | black box | FIELD | rural |  | 15 | 1 | hour | [16 empty] | Sensor | BAM | linear | 0.83 | 4.091 | 0.638 |  |  |  |  | 85 |  | 21 | [35 empty] | AQ-SPEC | 1000 | USD | http://www.aqmd.gov/docs/default-source/aq-spec/field-evaluations/as-lung-portable---field-evaluation.pdf?sfvrsn=8 |  | JRC-FK
AS-LUNG | Plantower | Portable | PMS3003 | Y | optical | sensor system | PM2.5 | µg/m3 | N | black box | FIELD | rural |  | 15 | 1 | hour | [16 empty] | Sensor | BAM | linear | 0.827 | 4.233 | 0.657 |  |  |  |  | 85 |  | 21 | [35 empty] | AQ-SPEC | 1000 | USD | http://www.aqmd.gov/docs/default-source/aq-spec/field-evaluations/as-lung-portable---field-evaluation.pdf?sfvrsn=8 |  | JRC-FK
AS-LUNG | Plantower | Portable | PMS3003 | Y | optical | sensor system | PM2.5 | µg/m3 | N | black box | FIELD | rural |  | 15 | 1 | hour | [16 empty] | Sensor | BAM | linear | 0.825 | 3.731 | 0.623 |  |  |  |  | 85 |  | 22 | [35 empty] | AQ-SPEC | 1000 | USD | http://www.aqmd.gov/docs/default-source/aq-spec/field-evaluations/as-lung-portable---field-evaluation.pdf?sfvrsn=8 |  | JRC-FK
AS-LUNG | Plantower | Portable | PMS3003 | Y | optical | sensor system | PM2.5 | µg/m3 | N | black box | FIELD | rural |  | 15 | 24 | hour | [16 empty] | Sensor | BAM | linear | 0.912 | 3.808 | 0.645 |  |  |  |  | 85 |  | 21 | [35 empty] | AQ-SPEC | 1000 | USD | http://www.aqmd.gov/docs/default-source/aq-spec/field-evaluations/as-lung-portable---field-evaluation.pdf?sfvrsn=8 |  | JRC-FK
AS-LUNG | Plantower | Portable | PMS3003 | Y | optical | sensor system | PM2.5 | µg/m3 | N | black box | FIELD | rural |  | 15 | 24 | hour | [16 empty] | Sensor | BAM | linear | 0.9122 | 3.9416 | 0.6652 |  |  |  |  | 85 |  | 21 | [35 empty] | AQ-SPEC | 1000 | USD | http://www.aqmd.gov/docs/default-source/aq-spec/field-evaluations/as-lung-portable---field-evaluation.pdf?sfvrsn=8 |  | JRC-FK
AS-LUNG | Plantower | Portable | PMS3003 | Y | optical | sensor system | PM2.5 | µg/m3 | N | black box | FIELD | rural |  | 15 | 24 | hour | [16 empty] | Sensor | BAM | linear | 0.9106 | 3.426 | 0.6315 |  |  |  |  | 85 |  | 22 | [35 empty] | AQ-SPEC | 1000 | USD | http://www.aqmd.gov/docs/default-source/aq-spec/field-evaluations/as-lung-portable---field-evaluation.pdf?sfvrsn=8 |  | JRC-FK
AS-LUNG | Plantower | Portable | PMS3003 | Y | optical | sensor system | PM10 | µg/m3 | N | black box | FIELD | rural |  | 15 | 1 | hour | [16 empty] | Sensor | BAM | linear | 0.0967 | 40365 | 0.593 |  |  |  |  | 87 |  | 25 | [35 empty] | AQ-SPEC | 1000 | USD | http://www.aqmd.gov/docs/default-source/aq-spec/field-evaluations/as-lung-portable---field-evaluation.pdf?sfvrsn=8 |  | JRC-FK
AS-LUNG | Plantower | Portable | PMS3003 | Y | optical | sensor system | PM10 | µg/m3 | N | black box | FIELD | rural |  | 15 | 1 | hour | [16 empty] | Sensor | BAM | linear | 0.0952 | 40.97 | 0.605 |  |  |  |  | 87 |  | 25 | [35 empty] | AQ-SPEC | 1000 | USD | http://www.aqmd.gov/docs/default-source/aq-spec/field-evaluations/as-lung-portable---field-evaluation.pdf?sfvrsn=8 |  | JRC-FK
AS-LUNG | Plantower | Portable | PMS3003 | Y | optical | sensor system | PM10 | µg/m3 | N | black box | FIELD | rural |  | 15 | 1 | hour | [16 empty] | Sensor | BAM | linear | 0.0933 | 40.477 | 0.557 |  |  |  |  | 87 |  | 28 | [35 empty] | AQ-SPEC | 1000 | USD | http://www.aqmd.gov/docs/default-source/aq-spec/field-evaluations/as-lung-portable---field-evaluation.pdf?sfvrsn=8 |  | JRC-FK
Cair | NuWave Sensors |  | Cair-TD40 | Y | optical | sensor system | PM2.5 | #/ft3 | Y | black box | FIELD | rural |  | 60 | 1 | hour | [16 empty] | Sensor | BAM | linear | 0.486 | 1.955 | 0.0015 |  |  |  |  | 100 |  | 6100 | [35 empty] | AQ-SPEC | 200 | USD | http://www.aqmd.gov/docs/default-source/aq-spec/field-evaluations/cair---field-evaluation.pdf?sfvrsn=6 |  | JRC-FK
Cair | NuWave Sensors |  | Cair-TD40 | Y | optical | sensor system | PM2.5 | #/ft3 | Y | black box | FIELD | rural |  | 60 | 1 | hour | [16 empty] | Sensor | BAM | linear | 0.436 | 1.8609 | 0.0034 |  |  |  |  | 100 |  | 2900 | [35 empty] | AQ-SPEC | 200 | USD | http://www.aqmd.gov/docs/default-source/aq-spec/field-evaluations/cair---field-evaluation.pdf?sfvrsn=6 |  | JRC-FK
Cair | NuWave Sensors |  | Cair-TD40 | Y | optical | sensor system | PM2.5 | #/ft3 | Y | black box | FIELD | rural |  | 60 | 1 | hour | [16 empty] | Sensor | BAM | linear | 0.502 | 1.69 | 0.0025 |  |  |  |  | 100 |  | 3900 | [35 empty] | AQ-SPEC | 200 | USD | http://www.aqmd.gov/docs/default-source/aq-spec/field-evaluations/cair---field-evaluation.pdf?sfvrsn=6 |  | JRC-FK
Cair | NuWave Sensors |  | Cair-TD40 | Y | optical | sensor system | PM10-2.5 | #/ft3 | Y | black box | FIELD | rural |  | 60 | 1 | hour | [16 empty] | Sensor | BAM | linear | 0.3953 | 6.71 | 0.0364 |  |  |  |  | 100 |  | 530 | [35 empty] | AQ-SPEC | 200 | USD | http://www.aqmd.gov/docs/default-source/aq-spec/field-evaluations/cair---field-evaluation.pdf?sfvrsn=6 |  | JRC-FK
Cair | NuWave Sensors |  | Cair-TD40 | Y | optical | sensor system | PM10-2.5 | #/ft3 | Y | black box | FIELD | rural |  | 60 | 1 | hour | [16 empty] | Sensor | BAM | linear | 0.5017 | 4.1087 | 0.093 |  |  |  |  | 100 |  | 210 | [35 empty] | AQ-SPEC | 200 | USD | http://www.aqmd.gov/docs/default-source/aq-spec/field-evaluations/cair---field-evaluation.pdf?sfvrsn=6 |  | JRC-FK
Cair | NuWave Sensors |  | Cair-TD40 | Y | optical | sensor system | PM10-2.5 | #/ft3 | Y | black box | FIELD | rural |  | 60 | 1 | hour | [16 empty] | Sensor | BAM | linear | 0.147 | 23.896 | 0.0429 |  |  |  |  | 100 |  | 50 | [35 empty] | AQ-SPEC | 200 | USD | http://www.aqmd.gov/docs/default-source/aq-spec/field-evaluations/cair---field-evaluation.pdf?sfvrsn=6 |  | JRC-FK
Cair | NuWave Sensors |  | Cair-TD40 | Y | optical | sensor system | PM2.5 | #/ft3 | Y | black box | FIELD | rural |  | 60 | 24 | hour | [16 empty] | Sensor | BAM | linear | 0.628 | 1.4255 | 0.0016 |  |  |  |  | 100 |  | 6100 | [35 empty] | AQ-SPEC | 200 | USD | http://www.aqmd.gov/docs/default-source/aq-spec/field-evaluations/cair---field-evaluation.pdf?sfvrsn=6 |  | JRC-FK
Cair | NuWave Sensors |  | Cair-TD40 | Y | optical | sensor system | PM2.5 | #/ft3 | Y | black box | FIELD | rural |  | 60 | 24 | hour | [16 empty] | Sensor | BAM | linear | 0.54 | 1.1799 | 0.0037 |  |  |  |  | 100 |  | 2900 | [35 empty] | AQ-SPEC | 200 | USD | http://www.aqmd.gov/docs/default-source/aq-spec/field-evaluations/cair---field-evaluation.pdf?sfvrsn=6 |  | JRC-FK
Cair | NuWave Sensors |  | Cair-TD40 | Y | optical | sensor system | PM2.5 | #/ft3 | Y | black box | FIELD | rural |  | 60 | 24 | hour | [16 empty] | Sensor | BAM | linear | 0.605 | 1.3708 | 0.0026 |  |  |  |  | 100 |  | 3900 | [35 empty] | AQ-SPEC | 200 | USD | http://www.aqmd.gov/docs/default-source/aq-spec/field-evaluations/cair---field-evaluation.pdf?sfvrsn=6 |  | JRC-FK
Cair | NuWave Sensors |  | Cair-TD40 | Y | optical | sensor system | PM10-2.5 | #/ft3 | Y | black box | FIELD | rural |  | 60 | 24 | hour | [16 empty] | Sensor | BAM | linear | 0.43 | 9.85 | 0.0303 |  |  |  |  | 100 |  | 530 | [35 empty] | AQ-SPEC | 200 | USD | http://www.aqmd.gov/docs/default-source/aq-spec/field-evaluations/cair---field-evaluation.pdf?sfvrsn=6 |  | JRC-FK
Cair | NuWave Sensors |  | Cair-TD40 | Y | optical | sensor system | PM10-2.5 | #/ft3 | Y | black box | FIELD | rural |  | 60 | 24 | hour | [16 empty] | Sensor | BAM | linear | 0.588 | 6.245 | 0.0839 |  |  |  |  | 100 |  | 210 | [35 empty] | AQ-SPEC | 200 | USD | http://www.aqmd.gov/docs/default-source/aq-spec/field-evaluations/cair---field-evaluation.pdf?sfvrsn=6 |  | JRC-FK
Cair | NuWave Sensors |  | Cair-TD40 | Y | optical | sensor system | PM10-2.5 | #/ft3 | Y | black box | FIELD | rural |  | 60 | 24 | hour | [16 empty] | Sensor | BAM | linear | 0.3939 | 21.212 | 0.0867 |  |  |  |  | 100 |  | 50 | [35 empty] | AQ-SPEC | 200 | USD | http://www.aqmd.gov/docs/default-source/aq-spec/field-evaluations/cair---field-evaluation.pdf?sfvrsn=6 |  | JRC-FK
Clarity Movement Co | Sensirion-SPS30 |  | Sensirion-SPS30-Node | Y | optical | sensor system | PM2.5 | µg/m3 | N | black box | FIELD | rural |  | 120-240 | 1 | hour | [16 empty] | Sensor | BAM | linear | 0.732 | 2.885 | 0.726 |  |  |  |  | 97 | 100 | 12 | [35 empty] | AQ-SPEC | 1300 | USD | http://www.aqmd.gov/aq-spec/evaluations/summary |  | JRC-FK
Clarity Movement Co | Sensirion-SPS30 |  | Sensirion-SPS30-Node | Y | optical | sensor system | PM2.5 | µg/m3 | N | black box | FIELD | rural |  | 120-240 | 1 | hour | [16 empty] | Sensor | BAM | linear | 0.7579 | 1.99 | 0.8029 |  |  |  |  | 97 | 100 | 12 | [35 empty] | AQ-SPEC | 1300 | USD | http://www.aqmd.gov/docs/default-source/aq-spec/field-evaluations/clarity-node---field-evaluation.pdf?sfvrsn=6 |  | JRC-FK
Clarity Movement Co | Sensirion-SPS30 |  | Sensirion-SPS30-Node | Y | optical | sensor system | PM2.5 | µg/m3 | N | black box | FIELD | rural |  | 120-240 | 1 | hour | [16 empty] | Sensor | BAM | linear | 0.7384 | 2.9473 | 0.7151 |  |  |  |  | 97 | 100 | 12 | [35 empty] | AQ-SPEC | 1300 | USD | http://www.aqmd.gov/docs/default-source/aq-spec/field-evaluations/clarity-node---field-evaluation.pdf?sfvrsn=6 |  | JRC-FK
Clarity Movement Co | Sensirion-SPS30 |  | Sensirion-SPS30-Node | Y | optical | sensor system | PM2.5 | µg/m3 | N | black box | FIELD | rural |  | 120-240 | 24 | hour | [16 empty] | Sensor | BAM | linear | 0.846 | 2.91 | 0.711 |  |  |  |  | 97 | 100 | 12 | [35 empty] | AQ-SPEC | 1300 | USD | http://www.aqmd.gov/docs/default-source/aq-spec/field-evaluations/clarity-node---field-evaluation.pdf?sfvrsn=6 |  | JRC-FK
Clarity Movement Co | Sensirion-SPS30 |  | Sensirion-SPS30-Node | Y | optical | sensor system | PM2.5 | µg/m3 | N | black box | FIELD | rural |  | 120-240 | 24 | hour | [16 empty] | Sensor | BAM | linear | 0.8705 | 1.976 | 0.791 |  |  |  |  | 97 | 100 | 12 | [35 empty] | AQ-SPEC | 1300 | USD | http://www.aqmd.gov/docs/default-source/aq-spec/field-evaluations/clarity-node---field-evaluation.pdf?sfvrsn=6 |  | JRC-FK
Clarity Movement Co | Sensirion-SPS30 |  | Sensirion-SPS30-Node | Y | optical | sensor system | PM2.5 | µg/m3 | N | black box | FIELD | rural |  | 120-240 | 24 | hour | [16 empty] | Sensor | BAM | linear | 0.852 | 2.905 | 0.7066 |  |  |  |  | 97 | 100 | 12 | [35 empty] | AQ-SPEC | 1300 | USD | http://www.aqmd.gov/docs/default-source/aq-spec/field-evaluations/clarity-node---field-evaluation.pdf?sfvrsn=6 |  | JRC-FK
Dylos |  |  | DC1100 PRO | Y | optical | sensor system | PM2.5-0.5 | #/ft3 | Y | black box | FIELD | rural |  | 60 | 5 | min | 0.814 | 3.977 | -8e-12 | 5e-05 |  |  |  | polynomial | PM=a1*Rs2+a2*Rs+a0 | [7 empty] | Sensor | GRIMM | [8 empty] | 100 |  | 330000 | [35 empty] | AQ-SPEC | 300 | USD | http://www.aqmd.gov/docs/default-source/aq-spec/field-evaluations/dylos-dc1100---field-evaluation.pdf?sfvrsn=2 |  | JRC-FK
Dylos |  |  | DC1100 PRO | Y | optical | sensor system | PM2.5-0.5 | #/ft3 | Y | black box | FIELD | rural |  | 60 | 1 | hour | [16 empty] | Sensor | GRIMM |  | 0.83 | [6 empty] | 100 |  | 330000 | [35 empty] | AQ-SPEC | 300 | USD | http://www.aqmd.gov/docs/default-source/aq-spec/field-evaluations/dylos-dc1100---field-evaluation.pdf?sfvrsn=2 |  | JRC-FK
Dylos |  |  | DC1100 PRO | Y | optical | sensor system | PM2.5-0.5 | #/ft3 | Y | black box | FIELD | rural |  | 60 | 1 | hour | 0.632 | 4.1744 | -1e-11 | 4e-05 |  |  |  | polynomial | PM=a1*Rs2+a2*Rs+a0 | [7 empty] | Sensor | BAM | [8 empty] | 100 |  | 330000 | [35 empty] | AQ-SPEC | 300 | USD | http://www.aqmd.gov/docs/default-source/aq-spec/field-evaluations/dylos-dc1100---field-evaluation.pdf?sfvrsn=2 |  | JRC-FK
Dylos |  |  | DC1100 PRO | Y | optical | sensor system | PM2.5-0.5 | #/ft3 | Y | black box | FIELD | rural |  | 60 | 24 | hour | [16 empty] | Sensor | BAM |  | 0.89 | [6 empty] | 100 |  | 330000 | [35 empty] | AQ-SPEC | 300 | USD | http://www.aqmd.gov/docs/default-source/aq-spec/field-evaluations/dylos-dc1100---field-evaluation.pdf?sfvrsn=2 |  | JRC-FK
Dylos |  |  | DC1100 PRO | Y | optical | sensor system | PM2.5-0.5 | #/ft3 | Y | black box | FIELD | rural |  | 60 | 24 | hour | [16 empty] | Sensor | BAM |  | 0.81 | [6 empty] | 100 |  | 330000 | [35 empty] | AQ-SPEC | 300 | USD | http://www.aqmd.gov/docs/default-source/aq-spec/field-evaluations/dylos-dc1100---field-evaluation.pdf?sfvrsn=2 |  | JRC-FK
Dylos |  |  | DC1100 PRO | Y | optical | sensor system | PM2.5-0.5 | #/L | Y | black box | LAB | rural |  | 60 | 5 | min | [16 empty] | Sensor | GRIMM | linear | 0.89 | -23404 | 0.93 |  |  |  |  | 97 | 100 |  | 20 | 40 | [11 empty] | -4147 | -117 | [20 empty] | AQ-SPEC | 300 | USD | http://www.aqmd.gov/docs/default-source/aq-spec/laboratory-evaluations/dylos---lab-evaluation.pdf?sfvrsn=2 |  | JRC-FK
Foobot |  |  |  | Y | optical | sensor system | PM2.5 | µg/m3 | N | black box | FIELD | rural |  | 300 | 1 | hour | [16 empty] | Sensor | BAM | linear | 0.573 | 6.087 | 0.43 |  |  |  |  | 96.3 |  | 19 | [35 empty] | AQ-SPEC | 200 | USD | http://www.aqmd.gov/docs/default-source/aq-spec/field-evaluations/foobot---field-evaluation.pdf?sfvrsn=6 |  | JRC-FK
Foobot |  |  |  | Y | optical | sensor system | PM2.5 | µg/m3 | N | black box | FIELD | rural |  | 300 | 1 | hour | [16 empty] | Sensor | BAM | linear | 0.546 | 5.71 | 0.512 |  |  |  |  | 96.3 |  | 18 | [35 empty] | AQ-SPEC | 200 | USD | http://www.aqmd.gov/docs/default-source/aq-spec/field-evaluations/foobot---field-evaluation.pdf?sfvrsn=7 |  | JRC-FK
Foobot |  |  |  | Y | optical | sensor system | PM2.5 | µg/m3 | N | black box | FIELD | rural |  | 300 | 1 | hour | [16 empty] | Sensor | BAM | linear | 0.547 | 4.514 | 0.42 |  |  |  |  | 96.3 |  | 22 | [35 empty] | AQ-SPEC | 200 | USD | http://www.aqmd.gov/docs/default-source/aq-spec/field-evaluations/foobot---field-evaluation.pdf?sfvrsn=8 |  | JRC-FK
Foobot |  |  |  | Y | optical | sensor system | PM2.5 | µg/m3 | N | black box | FIELD | rural |  | 300 | 24 | hour | [16 empty] | Sensor | BAM | linear | 0.657 | 6.511 | 0.414 |  |  |  |  | 96.3 |  | 19 | [35 empty] | AQ-SPEC | 200 | USD | http://www.aqmd.gov/docs/default-source/aq-spec/field-evaluations/foobot---field-evaluation.pdf?sfvrsn=10 |  | JRC-FK
Foobot |  |  |  | Y | optical | sensor system | PM2.5 | µg/m3 | N | black box | FIELD | rural |  | 300 | 24 | hour | [16 empty] | Sensor | BAM | linear | 0.583 | 6.58 | 0.462 |  |  |  |  | 96.3 |  | 18 | [35 empty] | AQ-SPEC | 200 | USD | http://www.aqmd.gov/docs/default-source/aq-spec/field-evaluations/foobot---field-evaluation.pdf?sfvrsn=11 |  | JRC-FK
Foobot |  |  |  | Y | optical | sensor system | PM2.5 | µg/m3 | N | black box | FIELD | rural |  | 300 | 24 | hour | [16 empty] | Sensor | BAM | linear | 0.568 | 6.07 | 0.359 |  |  |  |  | 96.3 |  | 22 | [35 empty] | AQ-SPEC | 200 | USD | http://www.aqmd.gov/docs/default-source/aq-spec/field-evaluations/foobot---field-evaluation.pdf?sfvrsn=12 |  | JRC-FK
HabitatMap | Plantower-PMS7003 | AirCasting | AirBeam | Y | optical | sensor system | PM2.5 | µg/m3 | N | black box | FIELD | rural |  | 300 | 5 | min | [16 empty] | Sensor | GRIMM | linear | 0.65 | 9.318 | 0.138 |  |  |  |  | 96.3 | 100 |  | 20 | 40 | [11 empty] | -1086-(-408) over 10-50 ug/m3 | [21 empty] | AQ-SPEC | 200 | USD | http://www.aqmd.gov/docs/default-source/aq-spec/field-evaluations/foobot---field-evaluation.pdf?sfvrsn=9 |  | JRC-FK
HabitatMap | Plantower-PMS7003 | AirCasting | AirBeam | Y | optical | sensor system | PM2.5 | µg/m3 | N | black box | FIELD | rural |  | 60 | 5 | min | [16 empty] | Sensor | GRIMM | linear | 0.66 | 9.021 | 0.18 |  |  |  |  | 80 |  | 33 | [35 empty] | AQ-SPEC | 200 | USD | http://www.aqmd.gov/docs/default-source/aq-spec/field-evaluations/airbeam---field-evaluation.pdf?sfvrsn=4 |  | JRC-FK
HabitatMap | Plantower-PMS7003 | AirCasting | AirBeam | Y | optical | sensor system | PM2.5 | µg/m3 | N | black box | FIELD | rural |  | 60 | 5 | min | [16 empty] | Sensor | GRIMM | linear | 0.66 | 9.7253 | 0.1038 |  |  |  |  | 80 |  | 29 | [35 empty] | AQ-SPEC | 200 | USD | http://www.aqmd.gov/docs/default-source/aq-spec/field-evaluations/airbeam---field-evaluation.pdf?sfvrsn=4 |  | JRC-FK
HabitatMap | Plantower-PMS7003 | AirCasting | AirBeam | Y | optical | sensor system | PM2.5 | µg/m3 | N | black box | FIELD | rural |  | 60 | 1 | hour | [16 empty] | Sensor | GRIMM | linear | 0.685 | 9.2526 | 0.1405 |  |  |  |  | 80 |  | 40.5 | [35 empty] | AQ-SPEC | 200 | USD | http://www.aqmd.gov/docs/default-source/aq-spec/field-evaluations/airbeam---field-evaluation.pdf?sfvrsn=4 |  | JRC-FK
HabitatMap | Plantower-PMS7003 | AirCasting | AirBeam | Y | optical | sensor system | PM2.5 | µg/m3 | N | black box | FIELD | rural |  | 60 | 1 | hour | [16 empty] | Sensor | GRIMM | linear | 0.695 | 8.94 | 0.183 |  |  |  |  | 80 |  | 33 | [35 empty] | AQ-SPEC | 200 | USD | http://www.aqmd.gov/docs/default-source/aq-spec/field-evaluations/airbeam---field-evaluation.pdf?sfvrsn=4 |  | JRC-FK
HabitatMap | Plantower-PMS7003 | AirCasting | AirBeam | Y | optical | sensor system | PM2.5 | µg/m3 | N | black box | FIELD | rural |  | 60 | 1 | hour | [16 empty] | Sensor | GRIMM | linear | 0.6918 | 9.659 | 0.1053 |  |  |  |  | 80 |  | 29 | [35 empty] | AQ-SPEC | 200 | USD | http://www.aqmd.gov/docs/default-source/aq-spec/field-evaluations/airbeam---field-evaluation.pdf?sfvrsn=4 |  | JRC-FK
HabitatMap | Plantower-PMS7003 | AirCasting | AirBeam | Y | optical | sensor system | PM2.5 | µg/m3 | N | black box | FIELD | rural |  | 60 | 24 | hour | [16 empty] | Sensor | GRIMM | linear | 0.737 | 8.819 | 0.15 |  |  |  |  | 80 |  | 40.5 | [35 empty] | AQ-SPEC | 200 | USD | http://www.aqmd.gov/docs/default-source/aq-spec/field-evaluations/airbeam---field-evaluation.pdf?sfvrsn=4 |  | JRC-FK
HabitatMap | Plantower-PMS7003 | AirCasting | AirBeam | Y | optical | sensor system | PM2.5 | µg/m3 | N | black box | FIELD | rural |  | 60 | 24 | hour | [16 empty] | Sensor | GRIMM | linear | 0.744 | 8.5842 | 0.1956 |  |  |  |  | 80 |  | 33 | [35 empty] | AQ-SPEC | 200 | USD | http://www.aqmd.gov/docs/default-source/aq-spec/field-evaluations/airbeam---field-evaluation.pdf?sfvrsn=4 |  | JRC-FK
HabitatMap | Plantower-PMS7003 | AirCasting | AirBeam | Y | optical | sensor system | PM2.5 | µg/m3 | N | black box | FIELD | rural |  | 60 | 24 | hour | [16 empty] | Sensor | GRIMM | linear | 0.7415 | 9.225 | 0.113 |  |  |  |  | 80 |  | 29 | [35 empty] | AQ-SPEC | 200 | USD | http://www.aqmd.gov/docs/default-source/aq-spec/field-evaluations/airbeam---field-evaluation.pdf?sfvrsn=4 |  | JRC-FK
HabitatMap | Plantower-PMS7003 | AirCasting | AirBeam | Y | optical | sensor system | PM2.5 | #/ft3 | Y | black box | FIELD | rural |  | 60 | 5 | min | [16 empty] | Sensor | GRIMM | linear | 0.7365 | 82050 | 7.907 |  |  |  |  | 80 | [37 empty] | AQ-SPEC | 200 | USD | http://www.aqmd.gov/docs/default-source/aq-spec/field-evaluations/airbeam---field-evaluation.pdf?sfvrsn=4 |  | JRC-FK
HabitatMap | Plantower-PMS7003 | AirCasting | AirBeam | Y | optical | sensor system | PM2.5 | #/ft3 | Y | black box | FIELD | rural |  | 60 | 5 | min | [16 empty] | Sensor | GRIMM | linear | 0.74 | 77809 | 9.43 |  |  |  |  | 80 | [37 empty] | AQ-SPEC | 200 | USD | http://www.aqmd.gov/docs/default-source/aq-spec/field-evaluations/airbeam---field-evaluation.pdf?sfvrsn=4 |  | JRC-FK
HabitatMap | Plantower-PMS7003 | AirCasting | AirBeam | Y | optical | sensor system | PM2.5 | #/ft3 | Y | black box | FIELD | rural |  | 60 | 5 | min | [16 empty] | Sensor | GRIMM | linear | 0.7458 | 89100 | 6.55 |  |  |  |  | 80 | [37 empty] | AQ-SPEC | 200 | USD | http://www.aqmd.gov/docs/default-source/aq-spec/field-evaluations/airbeam---field-evaluation.pdf?sfvrsn=4 |  | JRC-FK
HabitatMap | Plantower-PMS7003 | AirCasting | AirBeam | Y | optical | sensor system | PM2.5 | #/ft3 | Y | black box | FIELD | rural |  | 60 | 1 | hour | [16 empty] | Sensor | GRIMM | linear | 0.758 | 80754 | 8 |  |  |  |  | 80 | [37 empty] | AQ-SPEC | 200 | USD | http://www.aqmd.gov/docs/default-source/aq-spec/field-evaluations/airbeam---field-evaluation.pdf?sfvrsn=4 |  | JRC-FK
HabitatMap | Plantower-PMS7003 | AirCasting | AirBeam | Y | optical | sensor system | PM2.5 | #/ft3 | Y | black box | FIELD | rural |  | 60 | 1 | hour | [16 empty] | Sensor | GRIMM | linear | 0.763 | 76425 | 9.55 |  |  |  |  | 80 | [37 empty] | AQ-SPEC | 200 | USD | http://www.aqmd.gov/docs/default-source/aq-spec/field-evaluations/airbeam---field-evaluation.pdf?sfvrsn=4 |  | JRC-FK
HabitatMap | Plantower-PMS7003 | AirCasting | AirBeam | Y | optical | sensor system | PM2.5 | #/ft3 | Y | black box | FIELD | rural |  | 60 | 1 | hour | [16 empty] | Sensor | GRIMM | linear | 0.769 | 87820 | 6.6426 |  |  |  |  | 80 | [37 empty] | AQ-SPEC | 200 | USD | http://www.aqmd.gov/docs/default-source/aq-spec/field-evaluations/airbeam---field-evaluation.pdf?sfvrsn=4 |  | JRC-FK
HabitatMap | Plantower-PMS7003 | AirCasting | AirBeam | Y | optical | sensor system | PM2.5 | #/ft3 | Y | black box | FIELD | rural |  | 60 | 24 | hour | [16 empty] | Sensor | GRIMM | linear | 0.89 | 61779 | 9.379 |  |  |  |  | 80 | [37 empty] | AQ-SPEC | 200 | USD | http://www.aqmd.gov/docs/default-source/aq-spec/field-evaluations/airbeam---field-evaluation.pdf?sfvrsn=4 |  | JRC-FK
HabitatMap | Plantower-PMS7003 | AirCasting | AirBeam | Y | optical | sensor system | PM2.5 | #/ft3 | Y | black box | FIELD | rural |  | 60 | 24 | hour | [16 empty] | Sensor | GRIMM | linear | 0.893 | 57023 | 11.165 |  |  |  |  | 80 | [37 empty] | AQ-SPEC | 200 | USD | http://www.aqmd.gov/docs/default-source/aq-spec/field-evaluations/airbeam---field-evaluation.pdf?sfvrsn=4 |  | JRC-FK
HabitatMap | Plantower-PMS7003 | AirCasting | AirBeam | Y | optical | sensor system | PM2.5 | #/ft3 | Y | black box | FIELD | rural |  | 60 | 24 | hour | [16 empty] | Sensor | GRIMM | linear | 0.9 | 70633 | 7.74 |  |  |  |  | 80 | [37 empty] | AQ-SPEC | 200 | USD | http://www.aqmd.gov/docs/default-source/aq-spec/field-evaluations/airbeam---field-evaluation.pdf?sfvrsn=4 |  | JRC-FK
HabitatMap | Plantower-PMS7003 | AirCasting | AirBeam | Y | optical | sensor system | PM2.5 | µg/m3 | N | black box | FIELD | rural |  | 60 | 1 | hour | [16 empty] | Sensor | GRIMM | linear | 0.659 | 10.359 | 0.175 |  |  |  |  | 80 |  | 40.5 | [35 empty] | AQ-SPEC | 200 | USD | http://www.aqmd.gov/docs/default-source/aq-spec/field-evaluations/airbeam---field-evaluation.pdf?sfvrsn=4 |  | JRC-FK
HabitatMap | Plantower-PMS7003 | AirCasting | AirBeam | Y | optical | sensor system | PM2.5 | µg/m3 | N | black box | FIELD | rural |  | 60 | 1 | hour | [16 empty] | Sensor | GRIMM | linear | 0.668 | 9.707 | 0.2317 |  |  |  |  | 80 |  | 33 | [35 empty] | AQ-SPEC | 200 | USD | http://www.aqmd.gov/docs/default-source/aq-spec/field-evaluations/airbeam---field-evaluation.pdf?sfvrsn=4 |  | JRC-FK
HabitatMap | Plantower-PMS7003 | AirCasting | AirBeam | Y | optical | sensor system | PM2.5 | µg/m3 | N | black box | FIELD | rural |  | 60 | 1 | hour | [16 empty] | Sensor | GRIMM | linear | 0.6622 | 10.908 | 0.1307 |  |  |  |  | 80 |  | 29 | [35 empty] | AQ-SPEC | 200 | USD | http://www.aqmd.gov/docs/default-source/aq-spec/field-evaluations/airbeam---field-evaluation.pdf?sfvrsn=4 |  | JRC-FK
HabitatMap | Plantower-PMS7003 | AirCasting | AirBeam | Y | optical | sensor system | PM2.5 | µg/m3 | N | black box | FIELD | rural |  | 60 | 24 | hour | [16 empty] | Sensor | GRIMM | linear | 0.767 | 9.499 | 0.1985 |  |  |  |  | 80 |  | 40.5 | [35 empty] | AQ-SPEC | 200 | USD | http://www.aqmd.gov/docs/default-source/aq-spec/field-evaluations/airbeam---field-evaluation.pdf?sfvrsn=4 |  | JRC-FK
HabitatMap | Plantower-PMS7003 | AirCasting | AirBeam | Y | optical | sensor system | PM2.5 | µg/m3 | N | black box | FIELD | rural |  | 60 | 24 | hour | [16 empty] | Sensor | GRIMM | linear | 0.77 | 8.988 | 0.2599 |  |  |  |  | 99 |  | 33 | [35 empty] | AQ-SPEC | 200 | USD | http://www.aqmd.gov/docs/default-source/aq-spec/field-evaluations/airbeam---field-evaluation.pdf?sfvrsn=4 |  | JRC-FK
HabitatMap | Plantower-PMS7003 | AirCasting | AirBeam | Y | optical | sensor system | PM2.5 | µg/m3 | N | black box | FIELD | rural |  | 60 | 24 | hour | [16 empty] | Sensor | GRIMM | linear | 0.7684 | 10.098 | 0.148 |  |  |  |  | 99 |  | 29 | [35 empty] | AQ-SPEC | 200 | USD | http://www.aqmd.gov/docs/default-source/aq-spec/field-evaluations/airbeam---field-evaluation.pdf?sfvrsn=4 |  | JRC-FK
HabitatMap | Plantower-PMS7003 | AirCasting | AirBeam | Y | optical | sensor system | PM2.5 | µg/m3 | N | black box | LAB | rural |  | 60 | 5 | min | [16 empty] | Sensor | GRIMM | linear | 0.87 | -8.52 | 0.16 |  |  |  |  | 100 |  |  | 20 | 40 | [33 empty] | AQ-SPEC | 200 | USD | http://www.aqmd.gov/docs/default-source/aq-spec/laboratory-evaluations/airbeam---laboratory-evaluation.pdf?sfvrsn=10 |  | JRC-FK
HabitatMap | Plantower-PMS7003 | AirCasting | AirBeam | Y | optical | sensor system | PM2.5 | #/L | N | black box | LAB | rural |  | 60 | 5 | min | [16 empty] | Sensor | GRIMM | linear | 0.77 | -3000000 | 5.66 |  |  |  |  | 100 |  |  | 20 | 40 | [11 empty] | -1086 | -408 |  | % |  | 0 | [16 empty] | AQ-SPEC | 200 | USD | http://www.aqmd.gov/docs/default-source/aq-spec/laboratory-evaluations/airbeam---laboratory-evaluation.pdf?sfvrsn=10 |  | JRC-FK
Hanvon |  |  | Hanvon N1 | Y | optical | sensor system | PM2.5 | µg/m3 | N | black box | FIELD | rural |  | 60 | 5 | min | [16 empty] | Sensor | GRIMM | linear | 0.755 | 5.054 | 0.2685 |  |  |  |  | 80 |  | 38 | [35 empty] | AQ-SPEC | 200 | USD | http://db-airmontech.jrc.ec.europa.eu/download/hanvon---field-evaluation.pdf |  | JRC-FK
Hanvon |  |  | Hanvon N1 | Y | optical | sensor system | PM2.5 | µg/m3 | N | black box | FIELD | rural |  | 60 | 5 | min | [16 empty] | Sensor | GRIMM | linear | 0.7645 | 4.901 | 0.2905 |  |  |  |  | 91 |  | 30 | [35 empty] | AQ-SPEC | 200 | USD | http://db-airmontech.jrc.ec.europa.eu/download/hanvon---field-evaluation.pdf |  | JRC-FK
Hanvon |  |  | Hanvon N1 | Y | optical | sensor system | PM2.5 | µg/m3 | N | black box | FIELD | rural |  | 60 | 5 | min | [16 empty] | Sensor | GRIMM | linear | 0.7858 | 4.5891 | 0.3309 |  |  |  |  | 91 |  | 33 | [35 empty] | AQ-SPEC | 200 | USD | http://db-airmontech.jrc.ec.europa.eu/download/hanvon---field-evaluation.pdf |  | JRC-FK
Hanvon |  |  | Hanvon N1 | Y | optical | sensor system | PM2.5 | µg/m3 | N | black box | FIELD | rural |  | 60 | 1 | hour | [16 empty] | Sensor | GRIMM | linear | 0.7678 | 5.0321 | 0.2689 |  |  |  |  | 80 |  | 38 | [35 empty] | AQ-SPEC | 200 | USD | http://db-airmontech.jrc.ec.europa.eu/download/hanvon---field-evaluation.pdf |  | JRC-FK
Hanvon |  |  | Hanvon N1 | Y | optical | sensor system | PM2.5 | µg/m3 | N | black box | FIELD | rural |  | 60 | 1 | hour | [16 empty] | Sensor | GRIMM | linear | 0.7755 | 4.917 | 0.289 |  |  |  |  | 91 |  | 30 | [35 empty] | AQ-SPEC | 200 | USD | http://db-airmontech.jrc.ec.europa.eu/download/hanvon---field-evaluation.pdf |  | JRC-FK
Hanvon |  |  | Hanvon N1 | Y | optical | sensor system | PM2.5 | µg/m3 | N | black box | FIELD | rural |  | 60 | 1 | hour | [16 empty] | Sensor | GRIMM | linear | 0.7973 | 4.604 | 0.3303 |  |  |  |  | 91 |  | 33 | [35 empty] | AQ-SPEC | 200 | USD | http://db-airmontech.jrc.ec.europa.eu/download/hanvon---field-evaluation.pdf |  | JRC-FK
Hanvon |  |  | Hanvon N1 | Y | optical | sensor system | PM2.5 | µg/m3 | N | black box | FIELD | rural |  | 60 | 24 | hour | [16 empty] | Sensor | GRIMM | linear | 0.6279 | 6.69 | 0.221 |  |  |  |  | 80 |  | 38 | [35 empty] | AQ-SPEC | 200 | USD | http://db-airmontech.jrc.ec.europa.eu/download/hanvon---field-evaluation.pdf |  | JRC-FK
Hanvon |  |  | Hanvon N1 | Y | optical | sensor system | PM2.5 | µg/m3 | N | black box | FIELD | rural |  | 60 | 24 | hour | [16 empty] | Sensor | GRIMM | linear | 0.666 | 6.384 | 0.244 |  |  |  |  | 91 |  | 30 | [35 empty] | AQ-SPEC | 200 | USD | http://db-airmontech.jrc.ec.europa.eu/download/hanvon---field-evaluation.pdf |  | JRC-FK
Hanvon |  |  | Hanvon N1 | Y | optical | sensor system | PM2.5 | µg/m3 | N | black box | FIELD | rural |  | 60 | 24 | hour | [16 empty] | Sensor | GRIMM | linear | 0.7091 | 6.023 | 0.282 |  |  |  |  | 91 |  | 33 | [35 empty] | AQ-SPEC | 200 | USD | http://db-airmontech.jrc.ec.europa.eu/download/hanvon---field-evaluation.pdf |  | JRC-FK
Hanvon |  |  | Hanvon N1 | Y | optical | sensor system | PM2.5 | µg/m3 | N | black box | FIELD | rural |  | 60 | 1 | hour | [16 empty] | Sensor | BAM | linear | 0.653 | 3.891 | 0.345 |  |  |  |  | 80 |  | 38 | [35 empty] | AQ-SPEC | 200 | USD | http://db-airmontech.jrc.ec.europa.eu/download/hanvon---field-evaluation.pdf |  | JRC-FK
Hanvon |  |  | Hanvon N1 | Y | optical | sensor system | PM2.5 | µg/m3 | N | black box | FIELD | rural |  | 60 | 1 | hour | [16 empty] | Sensor | BAM | linear | 0.621 | 4.692 | 0.355 |  |  |  |  | 91 |  | 30 | [35 empty] | AQ-SPEC | 200 | USD | http://db-airmontech.jrc.ec.europa.eu/download/hanvon---field-evaluation.pdf |  | JRC-FK
Hanvon |  |  | Hanvon N1 | Y | optical | sensor system | PM2.5 | µg/m3 | N | black box | FIELD | rural |  | 60 | 1 | hour | [16 empty] | Sensor | BAM | linear | 0.654 | 4.2059 | 0.4089 |  |  |  |  | 91 |  | 33 | [35 empty] | AQ-SPEC | 200 | USD | http://db-airmontech.jrc.ec.europa.eu/download/hanvon---field-evaluation.pdf |  | JRC-FK
Hanvon |  |  | Hanvon N1 | Y | optical | sensor system | PM2.5 | µg/m3 | N | black box | FIELD | rural |  | 60 | 24 | hour | [16 empty] | Sensor | BAM | linear | 0.659 | 4.3277 | 0.326 |  |  |  |  | 80 |  | 38 | [35 empty] | AQ-SPEC | 200 | USD | http://db-airmontech.jrc.ec.europa.eu/download/hanvon---field-evaluation.pdf |  | JRC-FK
Hanvon |  |  | Hanvon N1 | Y | optical | sensor system | PM2.5 | µg/m3 | N | black box | FIELD | rural |  | 60 | 24 | hour | [16 empty] | Sensor | BAM | linear | 0.6318 | 5.2236 | 0.33 |  |  |  |  | 91 |  | 30 | [35 empty] | AQ-SPEC | 200 | USD | http://db-airmontech.jrc.ec.europa.eu/download/hanvon---field-evaluation.pdf |  | JRC-FK
Hanvon |  |  | Hanvon N1 | Y | optical | sensor system | PM2.5 | µg/m3 | N | black box | FIELD | rural |  | 60 | 24 | hour | [16 empty] | Sensor | BAM | linear | 0.6659 | 4.8 | 0.3827 |  |  |  |  | 91 |  | 33 | [35 empty] | AQ-SPEC | 200 | USD | http://db-airmontech.jrc.ec.europa.eu/download/hanvon---field-evaluation.pdf |  | JRC-FK
IQAir |  |  | AirVisual Pro | Y | optical | sensor system | PM2.5 | µg/m3 | N | black box | FIELD | rural |  | 10 | 1 | hour | [16 empty] | Sensor | BAM | linear | 0.6919 | 6.8046 | 0.601 |  |  |  |  | 98 |  | 17 | [35 empty] | AQ-SPEC | 270 | USD | http://www.aqmd.gov/docs/default-source/aq-spec/field-evaluations/iqair-airvisual-pro---field-evaluation.pdf?sfvrsn=6 |  | JRC-FK
IQAir |  |  | AirVisual Pro | Y | optical | sensor system | PM2.5 | µg/m3 | N | black box | FIELD | rural |  | 10 | 1 | hour | [16 empty] | Sensor | BAM | linear | 0.6933 | 6.7944 | 0.5973 |  |  |  |  | 98 |  | 17 | [35 empty] | AQ-SPEC | 270 | USD | http://www.aqmd.gov/docs/default-source/aq-spec/field-evaluations/iqair-airvisual-pro---field-evaluation.pdf?sfvrsn=6 |  | JRC-FK
IQAir |  |  | AirVisual Pro | Y | optical | sensor system | PM2.5 | µg/m3 | N | black box | FIELD | rural |  | 10 | 1 | hour | [16 empty] | Sensor | BAM | linear | 0.7224 | 5.9376 | 0.5485 |  |  |  |  | 98 |  | 21 | [35 empty] | AQ-SPEC | 270 | USD | http://www.aqmd.gov/docs/default-source/aq-spec/field-evaluations/iqair-airvisual-pro---field-evaluation.pdf?sfvrsn=6 |  | JRC-FK
IQAir |  |  | AirVisual Pro | Y | optical | sensor system | PM2.5 | µg/m3 | N | black box | FIELD | rural |  | 10 | 24 | hour | [16 empty] | Sensor | BAM | linear | 0.798 | 8.2503 | 0.519 |  |  |  |  | 98 |  | 17 | [35 empty] | AQ-SPEC | 270 | USD | http://www.aqmd.gov/docs/default-source/aq-spec/field-evaluations/iqair-airvisual-pro---field-evaluation.pdf?sfvrsn=6 |  | JRC-FK
IQAir |  |  | AirVisual Pro | Y | optical | sensor system | PM2.5 | µg/m3 | N | black box | FIELD | rural |  | 10 | 24 | hour | [16 empty] | Sensor | BAM | linear | 0.7989 | 8.1951 | 0.5186 |  |  |  |  | 98 |  | 17 | [35 empty] | AQ-SPEC | 270 | USD | http://www.aqmd.gov/docs/default-source/aq-spec/field-evaluations/iqair-airvisual-pro---field-evaluation.pdf?sfvrsn=6 |  | JRC-FK
IQAir |  |  | AirVisual Pro | Y | optical | sensor system | PM2.5 | µg/m3 | N | black box | FIELD | rural |  | 10 | 24 | hour | [16 empty] | Sensor | BAM | linear | 0.808 | 7.485 | 0.4769 |  |  |  |  | 98 |  | 21 | [35 empty] | AQ-SPEC | 270 | USD | http://www.aqmd.gov/docs/default-source/aq-spec/field-evaluations/iqair-airvisual-pro---field-evaluation.pdf?sfvrsn=6 |  | JRC-FK
IQAir |  |  | AirVisual Pro | Y | optical | sensor system | PM10 | µg/m3 | N | black box | FIELD | rural |  | 10 | 1 | hour | [16 empty] | Sensor | BAM | linear | 0.249 | 23.604 | 0.9069 |  |  |  |  | 98 |  | 22 | [35 empty] | AQ-SPEC | 270 | USD | http://www.aqmd.gov/docs/default-source/aq-spec/field-evaluations/iqair-airvisual-pro---field-evaluation.pdf?sfvrsn=6 |  | JRC-FK
IQAir |  |  | AirVisual Pro | Y | optical | sensor system | PM10 | µg/m3 | N | black box | FIELD | rural |  | 10 | 1 | hour | [16 empty] | Sensor | BAM | linear | 0.2494 | 23.863 | 0.8989 |  |  |  |  | 98 |  | 22 | [35 empty] | AQ-SPEC | 270 | USD | http://www.aqmd.gov/docs/default-source/aq-spec/field-evaluations/iqair-airvisual-pro---field-evaluation.pdf?sfvrsn=6 |  | JRC-FK
IQAir |  |  | AirVisual Pro | Y | optical | sensor system | PM10 | µg/m3 | N | black box | FIELD | rural |  | 10 | 1 | hour | [16 empty] | Sensor | BAM | linear | 0.4076 | 16.185 | 0.888 |  |  |  |  | 98 |  | 31 | [35 empty] | AQ-SPEC | 270 | USD | http://www.aqmd.gov/docs/default-source/aq-spec/field-evaluations/iqair-airvisual-pro---field-evaluation.pdf?sfvrsn=6 |  | JRC-FK
IQAir |  |  | AirVisual Pro | Y | optical | sensor system | PM10 | µg/m3 | N | black box | FIELD | rural |  | 10 | 24 | hour | [16 empty] | Sensor | BAM | linear | 0.1636 | 30.622 | 0.613 |  |  |  |  | 98 |  | 22 | [35 empty] | AQ-SPEC | 270 | USD | http://www.aqmd.gov/docs/default-source/aq-spec/field-evaluations/iqair-airvisual-pro---field-evaluation.pdf?sfvrsn=6 |  | JRC-FK
IQAir |  |  | AirVisual Pro | Y | optical | sensor system | PM10 | µg/m3 | N | black box | FIELD | rural |  | 10 | 24 | hour | [16 empty] | Sensor | BAM | linear | 0.164 | 30.771 | 0.609 |  |  |  |  | 98 |  | 22 | [35 empty] | AQ-SPEC | 270 | USD | http://www.aqmd.gov/docs/default-source/aq-spec/field-evaluations/iqair-airvisual-pro---field-evaluation.pdf?sfvrsn=6 |  | JRC-FK
IQAir |  |  | AirVisual Pro | Y | optical | sensor system | PM10 | µg/m3 | N | black box | FIELD | rural |  | 10 | 24 | hour | [16 empty] | Sensor | BAM | linear | 0.2519 | 24.712 | 0.6344 |  |  |  |  | 98 |  | 31 | [35 empty] | AQ-SPEC | 270 | USD | http://www.aqmd.gov/docs/default-source/aq-spec/field-evaluations/iqair-airvisual-pro---field-evaluation.pdf?sfvrsn=6 |  | JRC-FK
IQAir |  |  | AirVisual Pro | Y | optical | sensor system | PM2.5 | µg/m3 | N | black box | LAB | rural |  | 10 | 5 | min | [16 empty] | Sensor | BAM | linear | 0.99 | 0.88 | 0.53 |  |  |  |  | 100 |  |  | 20 | 40 | [11 empty] | -6.2 | 11.4 |  | % | [18 empty] | AQ-SPEC | 270 | USD | http://www.aqmd.gov/docs/default-source/aq-spec/laboratory-evaluations/iqair-airvisual-pro---lab-evaluation.pdf?sfvrsn=6 |  | JRC-FK
Met One |  |  | E-Sampler | Y | optical | sensor system | PM2.5 | µg/m3 | N | black box | FIELD | rural |  | 300 | 1 | hour | [16 empty] | Sensor | BAM | linear | 0.612 | 11.439 | 0.9303 |  |  |  |  | 100 |  | 8 | [35 empty] | AQ-SPEC | 5500 | USD | http://www.aqmd.gov/docs/default-source/aq-spec/field-evaluations/met-one-e-sampler---field-evaluation.pdf?sfvrsn=6 |  | JRC-FK
Met One |  |  | E-Sampler | Y | optical | sensor system | PM2.5 | µg/m3 | N | black box | FIELD | rural |  | 300 | 1 | hour | [16 empty] | Sensor | BAM | linear | 0.55 | 41.991 | 1.064 |  |  |  |  | 100 |  | 3.8 | [35 empty] | AQ-SPEC | 5500 | USD | http://www.aqmd.gov/docs/default-source/aq-spec/field-evaluations/met-one-e-sampler---field-evaluation.pdf?sfvrsn=6 |  | JRC-FK
Met One |  |  | E-Sampler | Y | optical | sensor system | PM2.5 | µg/m3 | N | black box | FIELD | rural |  | 300 | 24 | hour | [16 empty] | Sensor | BAM | linear | 0.609 | 12.972 | 0.7418 |  |  |  |  | 100 | [37 empty] | AQ-SPEC | 5500 | USD | http://www.aqmd.gov/docs/default-source/aq-spec/field-evaluations/met-one-e-sampler---field-evaluation.pdf?sfvrsn=6 |  | JRC-FK
Met One |  |  | E-Sampler | Y | optical | sensor system | PM2.5 | µg/m3 | N | black box | FIELD | rural |  | 300 | 24 | hour | [16 empty] | Sensor | BAM | linear | 0.552 | 15.878 | 0.8323 |  |  |  |  | 100 | [37 empty] | AQ-SPEC | 5500 | USD | http://www.aqmd.gov/docs/default-source/aq-spec/field-evaluations/met-one-e-sampler---field-evaluation.pdf?sfvrsn=6 |  | JRC-FK
Met One |  |  | Neighborhood Monitor | Y | optical | sensor system | PM2.5 | µg/m3 | N | black box | FIELD | rural |  | 900 | 1 | hour | [16 empty] | Sensor | GRIMM | linear | 0.52 | 10.394 | 0.461 |  |  |  |  | 77 |  | 10.5 | [35 empty] | AQ-SPEC | 1900 | USD | http://www.aqmd.gov/docs/default-source/aq-spec/field-evaluations/met-one-neighborhood-monitor---field-evaluation.pdf?sfvrsn=2 |  | JRC-FK
Met One |  |  | Neighborhood Monitor | Y | optical | sensor system | PM2.5 | µg/m3 | N | black box | FIELD | rural |  | 900 | 1 | hour | [16 empty] | Sensor | GRIMM | linear | 0.563 | 11.136 | 0.619 |  |  |  |  | 77 |  | 5.2 | [35 empty] | AQ-SPEC | 1900 | USD | http://www.aqmd.gov/docs/default-source/aq-spec/field-evaluations/met-one-neighborhood-monitor---field-evaluation.pdf?sfvrsn=2 |  | JRC-FK
Met One |  |  | Neighborhood Monitor | Y | optical | sensor system | PM2.5 | µg/m3 | N | black box | FIELD | rural |  | 900 | 24 | hour | [16 empty] | Sensor | GRIMM | linear | 0.54 | 11.04 | 0.392 |  |  |  |  | 77 |  | 10.5 | [35 empty] | AQ-SPEC | 1900 | USD | http://www.aqmd.gov/docs/default-source/aq-spec/field-evaluations/met-one-neighborhood-monitor---field-evaluation.pdf?sfvrsn=2 |  | JRC-FK
Met One |  |  | Neighborhood Monitor | Y | optical | sensor system | PM2.5 | µg/m3 | N | black box | FIELD | rural |  | 900 | 24 | hour | [16 empty] | Sensor | GRIMM | linear | 0.533 | 12.385 | 0.5068 |  |  |  |  | 77 |  | 5.2 | [35 empty] | AQ-SPEC | 1900 | USD | http://www.aqmd.gov/docs/default-source/aq-spec/field-evaluations/met-one-neighborhood-monitor---field-evaluation.pdf?sfvrsn=2 |  | JRC-FK
Met One |  |  | Neighborhood Monitor | Y | optical | sensor system | PM2.5 | µg/m3 | N | black box | FIELD | rural |  | 900 | 1 | hour | [16 empty] | Sensor | BAM | linear | 0.6609 | 9.12 | 0.52 |  |  |  |  | 90 |  | 10.5 | [35 empty] | AQ-SPEC | 1900 | USD | http://www.aqmd.gov/docs/default-source/aq-spec/field-evaluations/met-one-neighborhood-monitor---field-evaluation.pdf?sfvrsn=2 |  | JRC-FK
Met One |  |  | Neighborhood Monitor | Y | optical | sensor system | PM2.5 | µg/m3 | N | black box | FIELD | rural |  | 900 | 1 | hour | [16 empty] | Sensor | BAM | linear | 0.674 | 10.087 | 0.7 |  |  |  |  | 90 |  | 5.2 | [35 empty] | AQ-SPEC | 1900 | USD | http://www.aqmd.gov/docs/default-source/aq-spec/field-evaluations/met-one-neighborhood-monitor---field-evaluation.pdf?sfvrsn=2 |  | JRC-FK
Met One |  |  | Neighborhood Monitor | Y | optical | sensor system | PM2.5 | µg/m3 | N | black box | FIELD | rural |  | 900 | 24 | hour | [16 empty] | Sensor | BAM | linear | 0.657 | 9.848 | 0.466 |  |  |  |  | 90 |  | 10.5 | [35 empty] | AQ-SPEC | 1900 | USD | http://www.aqmd.gov/docs/default-source/aq-spec/field-evaluations/met-one-neighborhood-monitor---field-evaluation.pdf?sfvrsn=2 |  | JRC-FK
Met One |  |  | Neighborhood Monitor | Y | optical | sensor system | PM2.5 | µg/m3 | N | black box | FIELD | rural |  | 900 | 24 | hour | [16 empty] | Sensor | BAM | linear | 0.654 | 10.966 | 0.605 |  |  |  |  | 90 |  | 5.2 | [35 empty] | AQ-SPEC | 1900 | USD | http://www.aqmd.gov/docs/default-source/aq-spec/field-evaluations/met-one-neighborhood-monitor---field-evaluation.pdf?sfvrsn=2 |  | JRC-FK
Moji China |  |  | AirNut |  | optical | sensor system | PM2.5 | µg/m3 | N | black box | FIELD | rural |  | 300 | 5 | min | [16 empty] | Sensor | GRIMM | linear | 0.8489 | 9.12 | 0.731 |  |  |  |  | 20 | 23 | 15 | [35 empty] | AQ-SPEC | 150 | USD | http://www.aqmd.gov/docs/default-source/aq-spec/field-evaluations/air-nut---field-evaluation.pdf?sfvrsn=6 |  | JRC-FK
Moji China |  |  | AirNut |  | optical | sensor system | PM2.5 | µg/m3 | N | black box | FIELD | rural |  | 300 | 5 | min | [16 empty] | Sensor | GRIMM | linear | 0.884 | 9.274 | 0.8265 |  |  |  |  | 20 | 23 | 16 | [35 empty] | AQ-SPEC | 150 | USD | http://www.aqmd.gov/docs/default-source/aq-spec/field-evaluations/air-nut---field-evaluation.pdf?sfvrsn=6 |  | JRC-FK
Moji China |  |  | AirNut |  | optical | sensor system | PM2.5 | µg/m3 | N | black box | FIELD | rural |  | 300 | 5 | min | [16 empty] | Sensor | GRIMM | linear | 0.812 | 10.873 | 0.77 |  |  |  |  | 20 | 23 | 12 | [35 empty] | AQ-SPEC | 150 | USD | http://www.aqmd.gov/docs/default-source/aq-spec/field-evaluations/air-nut---field-evaluation.pdf?sfvrsn=6 |  | JRC-FK
Moji China |  |  | AirNut |  | optical | sensor system | PM2.5 | µg/m3 | N | black box | FIELD | rural |  | 300 | 1 | hour | [16 empty] | Sensor | GRIMM | linear | 0.8533 | 7.9017 | 0.793 |  |  |  |  | 20 | 23 | 15 | [35 empty] | AQ-SPEC | 150 | USD | http://www.aqmd.gov/docs/default-source/aq-spec/field-evaluations/air-nut---field-evaluation.pdf?sfvrsn=6 |  | JRC-FK
Moji China |  |  | AirNut |  | optical | sensor system | PM2.5 | µg/m3 | N | black box | FIELD | rural |  | 300 | 1 | hour | [16 empty] | Sensor | GRIMM | linear | 0.8707 | 8.2385 | 0.889 |  |  |  |  | 20 | 23 | 16 | [35 empty] | AQ-SPEC | 150 | USD | http://www.aqmd.gov/docs/default-source/aq-spec/field-evaluations/air-nut---field-evaluation.pdf?sfvrsn=6 |  | JRC-FK
Moji China |  |  | AirNut |  | optical | sensor system | PM2.5 | µg/m3 | N | black box | FIELD | rural |  | 300 | 1 | hour | [16 empty] | Sensor | GRIMM | linear | 0.8529 | 8.901 | 0.8785 |  |  |  |  | 20 | 23 | 12 | [35 empty] | AQ-SPEC | 150 | USD | http://www.aqmd.gov/docs/default-source/aq-spec/field-evaluations/air-nut---field-evaluation.pdf?sfvrsn=6 |  | JRC-FK
Moji China |  |  | AirNut |  | optical | sensor system | PM2.5 | µg/m3 | N | black box | FIELD | rural |  | 300 | 24 | hour | [16 empty] | Sensor | GRIMM | linear | 0.7 | 3.5 | 0.844 |  |  |  |  | 20 | 23 | 15 | [35 empty] | AQ-SPEC | 150 | USD | http://www.aqmd.gov/docs/default-source/aq-spec/field-evaluations/air-nut---field-evaluation.pdf?sfvrsn=6 |  | JRC-FK
Moji China |  |  | AirNut |  | optical | sensor system | PM2.5 | µg/m3 | N | black box | FIELD | rural |  | 300 | 24 | hour | [16 empty] | Sensor | GRIMM | linear | 0.592 | 4.98 | 0.8647 |  |  |  |  | 20 | 23 | 16 | [35 empty] | AQ-SPEC | 150 | USD | http://www.aqmd.gov/docs/default-source/aq-spec/field-evaluations/air-nut---field-evaluation.pdf?sfvrsn=6 |  | JRC-FK
Moji China |  |  | AirNut |  | optical | sensor system | PM2.5 | µg/m3 | N | black box | FIELD | rural |  | 300 | 24 | hour | [16 empty] | Sensor | GRIMM | linear | 0.744 | 4.228 | 0.985 |  |  |  |  | 20 | 23 | 12 | [35 empty] | AQ-SPEC | 150 | USD | http://www.aqmd.gov/docs/default-source/aq-spec/field-evaluations/air-nut---field-evaluation.pdf?sfvrsn=6 |  | JRC-FK
Moji China |  |  | AirNut |  | optical | sensor system | PM2.5 | µg/m3 | N | black box | FIELD | rural |  | 300 | 1 | hour | [16 empty] | Sensor | BAM | linear | 0.8 | 6.44 | 0.825 |  |  |  |  | 20 | 23 | 15 | [35 empty] | AQ-SPEC | 150 | USD | http://www.aqmd.gov/docs/default-source/aq-spec/field-evaluations/air-nut---field-evaluation.pdf?sfvrsn=6 |  | JRC-FK
Moji China |  |  | AirNut |  | optical | sensor system | PM2.5 | µg/m3 | N | black box | FIELD | rural |  | 300 | 1 | hour | [16 empty] | Sensor | BAM | linear | 0.802 | 7.0186 | 0.919 |  |  |  |  | 20 | 23 | 16 | [35 empty] | AQ-SPEC | 150 | USD | http://www.aqmd.gov/docs/default-source/aq-spec/field-evaluations/air-nut---field-evaluation.pdf?sfvrsn=6 |  | JRC-FK
Moji China |  |  | AirNut |  | optical | sensor system | PM2.5 | µg/m3 | N | black box | FIELD | rural |  | 300 | 1 | hour | [16 empty] | Sensor | BAM | linear | 0.781 | 7.369 | 0.909 |  |  |  |  | 20 | 23 | 12 | [35 empty] | AQ-SPEC | 150 | USD | http://www.aqmd.gov/docs/default-source/aq-spec/field-evaluations/air-nut---field-evaluation.pdf?sfvrsn=6 |  | JRC-FK
Moji China |  |  | AirNut |  | optical | sensor system | PM2.5 | µg/m3 | N | black box | FIELD | rural |  | 300 | 24 | hour | [16 empty] | Sensor | BAM | linear | 0.759 | 3.31 | 0.37 |  |  |  |  | 20 | 23 | 15 | [35 empty] | AQ-SPEC | 150 | USD | http://www.aqmd.gov/docs/default-source/aq-spec/field-evaluations/air-nut---field-evaluation.pdf?sfvrsn=6 |  | JRC-FK
Moji China |  |  | AirNut |  | optical | sensor system | PM2.5 | µg/m3 | N | black box | FIELD | rural |  | 300 | 24 | hour | [16 empty] | Sensor | BAM | linear | 0.658 | 4.72 | 0.858 |  |  |  |  | 20 | 23 | 16 | [35 empty] | AQ-SPEC | 150 | USD | http://www.aqmd.gov/docs/default-source/aq-spec/field-evaluations/air-nut---field-evaluation.pdf?sfvrsn=6 |  | JRC-FK
Moji China |  |  | AirNut |  | optical | sensor system | PM2.5 | µg/m3 | N | black box | FIELD | rural |  | 300 | 24 | hour | [16 empty] | Sensor | BAM | linear | 0.8 | 4.31 | 0.97 | [6 empty] | 12 | [35 empty] | AQ-SPEC | 150 | USD | http://www.aqmd.gov/docs/default-source/aq-spec/field-evaluations/air-nut---field-evaluation.pdf?sfvrsn=6 |  | JRC-FK
Naneos |  |  | Partector | Y | Electrical | sensor system | PM1 | µm2/m3 | N | open source | FIELD | rural |  | 60 | 5 | min | [16 empty] | Sensor | GRIMM | linear | 0.027 | 4.5149 | 0.0352 |  |  |  |  | 99.9 |  | 27 | [35 empty] | AQ-SPEC | 7000 | USD | http://www.aqmd.gov/docs/default-source/aq-spec/field-evaluations/naneos-partector---field-evaluation.pdf?sfvrsn=2 |  | JRC-FK
Naneos |  |  | Partector | Y | Electrical | sensor system | PM1 | µm2/m3 | N | open source | FIELD | rural |  | 60 | 5 | min | [16 empty] | Sensor | GRIMM | linear | 0.1057 | 2.864 | 0.0829 |  |  |  |  | 99.9 |  | 21 | [35 empty] | AQ-SPEC | 7000 | USD | http://www.aqmd.gov/docs/default-source/aq-spec/field-evaluations/naneos-partector---field-evaluation.pdf?sfvrsn=2 |  | JRC-FK
Naneos |  |  | Partector | Y | Electrical | sensor system | PM1 | µm2/m3 | N | open source | FIELD | rural |  | 60 | 5 | min | [16 empty] | Sensor | GRIMM | linear | 0.0189 | 4.654 | 0.0284 |  |  |  |  | 99.9 |  | 28 | [35 empty] | AQ-SPEC | 7000 | USD | http://www.aqmd.gov/docs/default-source/aq-spec/field-evaluations/naneos-partector---field-evaluation.pdf?sfvrsn=2 |  | JRC-FK
Naneos |  |  | Partector | Y | Electrical | sensor system | PM2.5 | µm2/m3 | N | open source | FIELD | rural |  | 60 | 5 | min | [16 empty] | Sensor | GRIMM | linear | 0.0985 | 8.3815 | 0.1097 |  |  |  |  | 99.9 |  | 27 | [35 empty] | AQ-SPEC | 7000 | USD | http://www.aqmd.gov/docs/default-source/aq-spec/field-evaluations/naneos-partector---field-evaluation.pdf?sfvrsn=2 |  | JRC-FK
Naneos |  |  | Partector | Y | Electrical | sensor system | PM2.5 | µm2/m3 | N | open source | FIELD | rural |  | 60 | 5 | min | [16 empty] | Sensor | GRIMM | linear | 0.2159 | 5.2826 | 0.1931 |  |  |  |  | 99.9 |  | 21 | [35 empty] | AQ-SPEC | 7000 | USD | http://www.aqmd.gov/docs/default-source/aq-spec/field-evaluations/naneos-partector---field-evaluation.pdf?sfvrsn=2 |  | JRC-FK
Naneos |  |  | Partector | Y | Electrical | sensor system | PM2.5 | µm2/m3 | N | open source | FIELD | rural |  | 60 | 5 | min | [16 empty] | Sensor | GRIMM | linear | 0.086 | 8.522 | 0.0988 |  |  |  |  | 99.9 |  | 28 | [35 empty] | AQ-SPEC | 7000 | USD | http://www.aqmd.gov/docs/default-source/aq-spec/field-evaluations/naneos-partector---field-evaluation.pdf?sfvrsn=2 |  | JRC-FK
Naneos |  |  | Partector | Y | Electrical | sensor system | PM1 | #/L vs µm2/m3 | N | open source | FIELD | rural |  | 60 | 5 | min | [16 empty] | Sensor | GRIMM | linear | 0.0339 | 87205 | 806.93 |  |  |  |  | 99.9 |  | 27 | [35 empty] | AQ-SPEC | 7000 | USD | http://www.aqmd.gov/docs/default-source/aq-spec/field-evaluations/naneos-partector---field-evaluation.pdf?sfvrsn=2 |  | JRC-FK
Naneos |  |  | Partector | Y | Electrical | sensor system | PM1 | #/L vs µm2/m3 | N | open source | FIELD | rural |  | 60 | 5 | min | [16 empty] | Sensor | GRIMM | linear | 0.1224 | 51778 | 1823 |  |  |  |  | 99.9 |  | 21 | [35 empty] | AQ-SPEC | 7000 | USD | http://www.aqmd.gov/docs/default-source/aq-spec/field-evaluations/naneos-partector---field-evaluation.pdf?sfvrsn=2 |  | JRC-FK
Naneos |  |  | Partector | Y | Electrical | sensor system | PM1 | #/L vs µm2/m3 | N | open source | FIELD | rural |  | 60 | 5 | min | [16 empty] | Sensor | GRIMM | linear | 0.0246 | 90080 | 662 |  |  |  |  | 99.9 |  | 28 | [35 empty] | AQ-SPEC | 7000 | USD | http://www.aqmd.gov/docs/default-source/aq-spec/field-evaluations/naneos-partector---field-evaluation.pdf?sfvrsn=2 |  | JRC-FK
Naneos |  |  | Partector | Y | Electrical | sensor system | PM2.5 | #/L vs µm2/m3 | N | open source | FIELD | rural |  | 60 | 5 | min | [16 empty] | Sensor | GRIMM | linear | 0.0343 | 87660 | 813.64 |  |  |  |  | 99.9 |  | 27 | [35 empty] | AQ-SPEC | 7000 | USD | http://www.aqmd.gov/docs/default-source/aq-spec/field-evaluations/naneos-partector---field-evaluation.pdf?sfvrsn=2 |  | JRC-FK
Naneos |  |  | Partector | Y | Electrical | sensor system | PM2.5 | #/L vs µm2/m3 | N | open source | FIELD | rural |  | 60 | 5 | min | [16 empty] | Sensor | GRIMM | linear | 0.1232 | 52084 | 1833 |  |  |  |  | 99.9 |  | 21 | [35 empty] | AQ-SPEC | 7000 | USD | http://www.aqmd.gov/docs/default-source/aq-spec/field-evaluations/naneos-partector---field-evaluation.pdf?sfvrsn=2 |  | JRC-FK
Naneos |  |  | Partector | Y | Electrical | sensor system | PM2.5 | #/L vs µm2/m3 | N | open source | FIELD | rural |  | 60 | 5 | min | [16 empty] | Sensor | GRIMM | linear | 0.0249 | 90539 | 668 |  |  |  |  | 99.9 |  | 28 | [35 empty] | AQ-SPEC | 7000 | USD | http://www.aqmd.gov/docs/default-source/aq-spec/field-evaluations/naneos-partector---field-evaluation.pdf?sfvrsn=2 |  | JRC-FK
Origins |  |  | Laser Egg | Y | optical | sensor system | PM2.5 | µg/m3 | N | black box | FIELD | rural |  | 30 | 1 | hour | [16 empty] | Sensor | BAM | linear | 0.5711 | 5.883 | 0.4958 |  |  |  |  | 75 |  | 15 | [35 empty] | AQ-SPEC | 200 | USD | http://www.aqmd.gov/docs/default-source/aq-spec/field-evaluations/laser-egg---field-evaluation.pdf?sfvrsn=8 |  | JRC-FK
Origins |  |  | Laser Egg | Y | optical | sensor system | PM2.5 | µg/m3 | N | black box | FIELD | rural |  | 30 | 1 | hour | [16 empty] | Sensor | BAM | linear | 0.5724 | 6.274 | 0.5414 |  |  |  |  | 99.9 |  | 14 | [35 empty] | AQ-SPEC | 200 | USD | http://www.aqmd.gov/docs/default-source/aq-spec/field-evaluations/laser-egg---field-evaluation.pdf?sfvrsn=8 |  | JRC-FK
Origins |  |  | Laser Egg | Y | optical | sensor system | PM2.5 | µg/m3 | N | black box | FIELD | rural |  | 30 | 1 | hour | [16 empty] | Sensor | BAM | linear | 0.5862 | 6.2765 | 0.566 |  |  |  |  | 99.9 |  | 13 | [35 empty] | AQ-SPEC | 200 | USD | http://www.aqmd.gov/docs/default-source/aq-spec/field-evaluations/laser-egg---field-evaluation.pdf?sfvrsn=8 |  | JRC-FK
Origins |  |  | Laser Egg | Y | optical | sensor system | PM10 | µg/m3 | N | black box | FIELD | rural |  | 30 | 1 | hour | [16 empty] | Sensor | BAM | linear | 0.0285 | 40.083 | 0.332 |  |  |  |  | 75 |  | 19.5 | [35 empty] | AQ-SPEC | 200 | USD | http://www.aqmd.gov/docs/default-source/aq-spec/field-evaluations/laser-egg---field-evaluation.pdf?sfvrsn=8 |  | JRC-FK
Origins |  |  | Laser Egg | Y | optical | sensor system | PM10 | µg/m3 | N | black box | FIELD | rural |  | 30 | 1 | hour | [16 empty] | Sensor | BAM | linear | 0.0509 | 38.737 | 0.411 |  |  |  |  | 99.9 |  | 19.5 | [35 empty] | AQ-SPEC | 200 | USD | http://www.aqmd.gov/docs/default-source/aq-spec/field-evaluations/laser-egg---field-evaluation.pdf?sfvrsn=8 |  | JRC-FK
Origins |  |  | Laser Egg | Y | optical | sensor system | PM10 | µg/m3 | N | black box | FIELD | rural |  | 30 | 1 | hour | [16 empty] | Sensor | BAM | linear | 0.045 | 39.159 | 0.4191 |  |  |  |  | 99.9 |  | 19 | [35 empty] | AQ-SPEC | 200 | USD | http://www.aqmd.gov/docs/default-source/aq-spec/field-evaluations/laser-egg---field-evaluation.pdf?sfvrsn=8 |  | JRC-FK
Origins |  |  | Laser Egg | Y | optical | sensor system | PM2.5 | µg/m3 | N | black box | FIELD | rural |  | 30 | 24 | hour | [16 empty] | Sensor | BAM | linear | 0.6636 | 6.3369 | 0.4788 |  |  |  |  | 75 |  | 15 | [35 empty] | AQ-SPEC | 200 | USD | http://www.aqmd.gov/docs/default-source/aq-spec/field-evaluations/laser-egg---field-evaluation.pdf?sfvrsn=8 |  | JRC-FK
Origins |  |  | Laser Egg | Y | optical | sensor system | PM2.5 | µg/m3 | N | black box | FIELD | rural |  | 30 | 24 | hour | [16 empty] | Sensor | BAM | linear | 0.7664 | 6.0143 | 0.5643 |  |  |  |  | 99.9 |  | 14 | [35 empty] | AQ-SPEC | 200 | USD | http://www.aqmd.gov/docs/default-source/aq-spec/field-evaluations/laser-egg---field-evaluation.pdf?sfvrsn=8 |  | JRC-FK
Origins |  |  | Laser Egg | Y | optical | sensor system | PM2.5 | µg/m3 | N | black box | FIELD | rural |  | 30 | 24 | hour | [16 empty] | Sensor | BAM | linear | 0.7498 | 6.2295 | 0.5746 |  |  |  |  | 99.9 |  | 13 | [35 empty] | AQ-SPEC | 200 | USD | http://www.aqmd.gov/docs/default-source/aq-spec/field-evaluations/laser-egg---field-evaluation.pdf?sfvrsn=8 |  | JRC-FK
Origins |  |  | Laser Egg | Y | optical | sensor system | PM10 | µg/m3 | N | black box | FIELD | rural |  | 30 | 24 | hour | [16 empty] | Sensor | BAM | linear | 0.01 | 43.548 | 0.1482 |  |  |  |  | 75 |  | 19.5 | [35 empty] | AQ-SPEC | 200 | USD | http://www.aqmd.gov/docs/default-source/aq-spec/field-evaluations/laser-egg---field-evaluation.pdf?sfvrsn=8 |  | JRC-FK
Origins |  |  | Laser Egg | Y | optical | sensor system | PM10 | µg/m3 | N | black box | FIELD | rural |  | 30 | 24 | hour | [16 empty] | Sensor | BAM | linear | 0.0252 | 42.181 | 0.2293 |  |  |  |  | 99.9 |  | 19.5 | [35 empty] | AQ-SPEC | 200 | USD | http://www.aqmd.gov/docs/default-source/aq-spec/field-evaluations/laser-egg---field-evaluation.pdf?sfvrsn=8 |  | JRC-FK
Origins |  |  | Laser Egg | Y | optical | sensor system | PM10 | µg/m3 | N | black box | FIELD | rural |  | 30 | 24 | hour | [16 empty] | Sensor | BAM | linear | 0.0258 | 42.083 | 0.2525 |  |  |  |  | 99.9 |  | 19 | [35 empty] | AQ-SPEC | 200 | USD | http://www.aqmd.gov/docs/default-source/aq-spec/field-evaluations/laser-egg---field-evaluation.pdf?sfvrsn=8 |  | JRC-FK
Perkin Elmer |  |  | ELM | N | optical | sensor system | PM10 | µg/m3 | N | black box | FIELD | rural |  | 60 | 5 | min | [16 empty] | Sensor | GRIMM | linear | 0.1463 | 19.254 | 0.3471 |  |  |  |  | 100 |  | 60 | [35 empty] | AQ-SPEC | 5200 | USD | http://www.aqmd.gov/docs/default-source/aq-spec/field-evaluations/perkin-elmer-elm---field-evaluation.pdf?sfvrsn=2 |  | JRC-FK
Perkin Elmer |  |  | ELM | N | optical | sensor system | PM10 | µg/m3 | N | black box | FIELD | rural |  | 60 | 5 | min | [16 empty] | Sensor | GRIMM | linear | 0.1479 | 1.7333 | 0.5978 |  |  |  |  | 100 |  | 53 | [35 empty] | AQ-SPEC | 5200 | USD | http://www.aqmd.gov/docs/default-source/aq-spec/field-evaluations/perkin-elmer-elm---field-evaluation.pdf?sfvrsn=2 |  | JRC-FK
Perkin Elmer |  |  | ELM | N | optical | sensor system | PM10 | µg/m3 | N | black box | FIELD | rural |  | 60 | 5 | min | [16 empty] | Sensor | GRIMM | linear | 0.0026 | 32.344 | 0.0607 |  |  |  |  | 100 |  | 18 | [35 empty] | AQ-SPEC | 5200 | USD | http://www.aqmd.gov/docs/default-source/aq-spec/field-evaluations/perkin-elmer-elm---field-evaluation.pdf?sfvrsn=2 |  | JRC-FK
Perkin Elmer |  |  | ELM | N | optical | sensor system | PM10 | µg/m3 | N | black box | FIELD | rural |  | 60 | 1 | hour | [16 empty] | Sensor | GRIMM | linear | 0.016 | 28.119 | 0.09 |  |  |  |  | 100 |  | 60 | [35 empty] | AQ-SPEC | 5200 | USD | http://www.aqmd.gov/docs/default-source/aq-spec/field-evaluations/perkin-elmer-elm---field-evaluation.pdf?sfvrsn=2 |  | JRC-FK
Perkin Elmer |  |  | ELM | N | optical | sensor system | PM10 | µg/m3 | N | black box | FIELD | rural |  | 60 | 1 | hour | [16 empty] | Sensor | GRIMM | linear | 0.1714 | 0.6979 | 0.6428 |  |  |  |  | 100 |  | 53 | [35 empty] | AQ-SPEC | 5200 | USD | http://www.aqmd.gov/docs/default-source/aq-spec/field-evaluations/perkin-elmer-elm---field-evaluation.pdf?sfvrsn=2 |  | JRC-FK
Perkin Elmer |  |  | ELM | N | optical | sensor system | PM10 | µg/m3 | N | black box | FIELD | rural |  | 60 | 1 | hour | [16 empty] | Sensor | GRIMM | linear | 0.0023 | 32.472 | 0.0554 |  |  |  |  | 100 |  | 18 | [35 empty] | AQ-SPEC | 5200 | USD | http://www.aqmd.gov/docs/default-source/aq-spec/field-evaluations/perkin-elmer-elm---field-evaluation.pdf?sfvrsn=2 |  | JRC-FK
Perkin Elmer |  |  | ELM | N | optical | sensor system | PM10 | µg/m3 | N | black box | FIELD | rural |  | 60 | 1 | hour | [16 empty] | Sensor | BAM | linear | 0.0142 | 38.853 | 0.00958 |  |  |  |  | 100 |  | 60 | [35 empty] | AQ-SPEC | 5200 | USD | http://www.aqmd.gov/docs/default-source/aq-spec/field-evaluations/perkin-elmer-elm---field-evaluation.pdf?sfvrsn=2 |  | JRC-FK
Perkin Elmer |  |  | ELM | N | optical | sensor system | PM10 | µg/m3 | N | black box | FIELD | rural |  | 60 | 1 | hour | [16 empty] | Sensor | BAM | linear | 0.1764 | 5.954 | 0.728 |  |  |  |  | 100 |  | 53 | [35 empty] | AQ-SPEC | 5200 | USD | http://www.aqmd.gov/docs/default-source/aq-spec/field-evaluations/perkin-elmer-elm---field-evaluation.pdf?sfvrsn=2 |  | JRC-FK
Perkin Elmer |  |  | ELM | N | optical | sensor system | PM10 | µg/m3 | N | black box | FIELD | rural |  | 60 | 1 | hour | [16 empty] | Sensor | BAM | linear | 0.0091 | 42.256 | 0.1243 |  |  |  |  | 100 |  | 18 | [35 empty] | AQ-SPEC | 5200 | USD | http://www.aqmd.gov/docs/default-source/aq-spec/field-evaluations/perkin-elmer-elm---field-evaluation.pdf?sfvrsn=2 |  | JRC-FK
Perkin Elmer |  |  | ELM | N | Metal Oxide | sensor system | NO2 | ppb | N | black box | FIELD | rural |  | 60 | 5 | min | [16 empty] | Sensor | FRM | linear | 0.0022 | 9.2911 | 0.0357 |  |  |  |  | 100 |  | 18 | [35 empty] | AQ-SPEC | 5200 | USD | http://www.aqmd.gov/docs/default-source/aq-spec/field-evaluations/perkin-elmer-elm---field-evaluation.pdf?sfvrsn=2 |  | JRC-FK
Perkin Elmer |  |  | ELM | N | Metal Oxide | sensor system | NO2 | ppb | N | black box | FIELD | rural |  | 60 | 5 | min | [16 empty] | Sensor | FRM | linear | 0.0166 | 7.8293 | 0.0982 |  |  |  |  | 100 |  | 20 | [35 empty] | AQ-SPEC | 5200 | USD | http://www.aqmd.gov/docs/default-source/aq-spec/field-evaluations/perkin-elmer-elm---field-evaluation.pdf?sfvrsn=2 |  | JRC-FK
Perkin Elmer |  |  | ELM | N | Metal Oxide | sensor system | NO2 | ppb | N | black box | FIELD | rural |  | 60 | 5 | min | [16 empty] | Sensor | FRM | linear | 0.0203 | 7.752 | 0.1013 |  |  |  |  | 100 |  | 20 | [35 empty] | AQ-SPEC | 5200 | USD | http://www.aqmd.gov/docs/default-source/aq-spec/field-evaluations/perkin-elmer-elm---field-evaluation.pdf?sfvrsn=2 |  | JRC-FK
PurpleAir | Plantower-PMS5003 |  | PA-I | N | optical | sensor system | PM1 | µg/m3 | N | black box | FIELD | rural |  | 20 | 5 | min | [16 empty] | Sensor | GRIMM | linear | 0.9384 | -0.9237 | 0.9738 |  |  |  |  | 99.9 |  | 10.5 | [35 empty] | AQ-SPEC | 150 | USD | http://db-airmontech.jrc.ec.europa.eu/download/purpleair---field-evaluation.pdf |  | JRC-FK
PurpleAir | Plantower-PMS5003 |  | PA-I | N | optical | sensor system | PM1 | µg/m3 | N | black box | FIELD | rural |  | 20 | 5 | min | [16 empty] | Sensor | GRIMM | linear | 0.9369 | 0.3975 | 0.8723 |  |  |  |  | 99.9 |  | 10 | [35 empty] | AQ-SPEC | 150 | USD | http://db-airmontech.jrc.ec.europa.eu/download/purpleair---field-evaluation.pdf |  | JRC-FK
PurpleAir | Plantower-PMS5003 |  | PA-I | N | optical | sensor system | PM1 | µg/m3 | N | black box | FIELD | rural |  | 20 | 5 | min | [16 empty] | Sensor | GRIMM | linear | 0.9467 | -0.0896 | 0.9071 |  |  |  |  | 99.9 |  | 10.5 | [35 empty] | AQ-SPEC | 150 | USD | http://db-airmontech.jrc.ec.europa.eu/download/purpleair---field-evaluation.pdf |  | JRC-FK
PurpleAir | Plantower-PMS5003 |  | PA-I | N | optical | sensor system | PM2.5 | µg/m3 | N | black box | FIELD | rural |  | 20 | 5 | min | [16 empty] | Sensor | GRIMM | linear | 0.9025 | 2.3264 | 0.7228 |  |  |  |  | 99.9 |  | 13 | [35 empty] | AQ-SPEC | 150 | USD | http://db-airmontech.jrc.ec.europa.eu/download/purpleair---field-evaluation.pdf |  | JRC-FK
PurpleAir | Plantower-PMS5003 |  | PA-I | N | optical | sensor system | PM2.5 | µg/m3 | N | black box | FIELD | rural |  | 20 | 5 | min | [16 empty] | Sensor | GRIMM | linear | 0.9087 | 3.0881 | 0.676 |  |  |  |  | 99.9 |  | 14 | [35 empty] | AQ-SPEC | 150 | USD | http://db-airmontech.jrc.ec.europa.eu/download/purpleair---field-evaluation.pdf |  | JRC-FK
PurpleAir | Plantower-PMS5003 |  | PA-I | N | optical | sensor system | PM2.5 | µg/m3 | N | black box | FIELD | rural |  | 20 | 5 | min | [16 empty] | Sensor | GRIMM | linear | 0.9193 | 2.7581 | 0.6902 |  |  |  |  | 99.9 |  | 15 | [35 empty] | AQ-SPEC | 150 | USD | http://db-airmontech.jrc.ec.europa.eu/download/purpleair---field-evaluation.pdf |  | JRC-FK
PurpleAir | Plantower-PMS5003 |  | PA-I | N | optical | sensor system | PM10 | µg/m3 | N | black box | FIELD | rural |  | 20 | 5 | min | [16 empty] | Sensor | GRIMM | linear | 0.3933 | 12.85 | 0.6651 |  |  |  |  | 99.9 |  | 17 | [35 empty] | AQ-SPEC | 150 | USD | http://db-airmontech.jrc.ec.europa.eu/download/purpleair---field-evaluation.pdf |  | JRC-FK
PurpleAir | Plantower-PMS5003 |  | PA-I | N | optical | sensor system | PM10 | µg/m3 | N | black box | FIELD | rural |  | 20 | 5 | min | [16 empty] | Sensor | GRIMM | linear | 0.3969 | 13.378 | 0.6206 |  |  |  |  | 99.9 |  | 17 | [35 empty] | AQ-SPEC | 150 | USD | http://db-airmontech.jrc.ec.europa.eu/download/purpleair---field-evaluation.pdf |  | JRC-FK
PurpleAir | Plantower-PMS5003 |  | PA-I | N | optical | sensor system | PM10 | µg/m3 | N | black box | FIELD | rural |  | 20 | 5 | min | [16 empty] | Sensor | GRIMM | linear | 0.4124 | 12.932 | 0.6467 |  |  |  |  | 99.9 |  | 17 | [35 empty] | AQ-SPEC | 150 | USD | http://db-airmontech.jrc.ec.europa.eu/download/purpleair---field-evaluation.pdf |  | JRC-FK
PurpleAir | Plantower-PMS5003 |  | PA-I | N | optical | sensor system | PM1 | µg/m3 | N | black box | FIELD | rural |  | 20 | 1 | hour | [16 empty] | Sensor | GRIMM | linear | 0.9467 | -1.089 | 0.9825 |  |  |  |  | 99.9 |  | 10.5 | [35 empty] | AQ-SPEC | 150 | USD | http://db-airmontech.jrc.ec.europa.eu/download/purpleair---field-evaluation.pdf |  | JRC-FK
PurpleAir | Plantower-PMS5003 |  | PA-I | N | optical | sensor system | PM1 | µg/m3 | N | black box | FIELD | rural |  | 20 | 1 | hour | [16 empty] | Sensor | GRIMM | linear | 0.9405 | 0.3316 | 0.8757 |  |  |  |  | 99.9 |  | 10 | [35 empty] | AQ-SPEC | 150 | USD | http://db-airmontech.jrc.ec.europa.eu/download/purpleair---field-evaluation.pdf |  | JRC-FK
PurpleAir | Plantower-PMS5003 |  | PA-I | N | optical | sensor system | PM1 | µg/m3 | N | black box | FIELD | rural |  | 20 | 1 | hour | [16 empty] | Sensor | GRIMM | linear | 0.952 | -0.1427 | 0.912 |  |  |  |  | 99.9 |  | 10.5 | [35 empty] | AQ-SPEC | 150 | USD | http://db-airmontech.jrc.ec.europa.eu/download/purpleair---field-evaluation.pdf |  | JRC-FK
PurpleAir | Plantower-PMS5003 |  | PA-I | N | optical | sensor system | PM2.5 | µg/m3 | N | black box | FIELD | rural |  | 20 | 1 | hour | [16 empty] | Sensor | GRIMM | linear | 0.9128 | 2.2696 | 0.7271 |  |  |  |  | 99.9 |  | 13 | [35 empty] | AQ-SPEC | 150 | USD | http://db-airmontech.jrc.ec.europa.eu/download/purpleair---field-evaluation.pdf |  | JRC-FK
PurpleAir | Plantower-PMS5003 |  | PA-I | N | optical | sensor system | PM2.5 | µg/m3 | N | black box | FIELD | rural |  | 20 | 1 | hour | [16 empty] | Sensor | GRIMM | linear | 0.9168 | 3.0625 | 0.6783 |  |  |  |  | 99.9 |  | 14 | [35 empty] | AQ-SPEC | 150 | USD | http://db-airmontech.jrc.ec.europa.eu/download/purpleair---field-evaluation.pdf |  | JRC-FK
PurpleAir | Plantower-PMS5003 |  | PA-I | N | optical | sensor system | PM2.5 | µg/m3 | N | black box | FIELD | rural |  | 20 | 1 | hour | [16 empty] | Sensor | GRIMM | linear | 0.9279 | 2.7253 | 0.6927 |  |  |  |  | 99.9 |  | 15 | [35 empty] | AQ-SPEC | 150 | USD | http://db-airmontech.jrc.ec.europa.eu/download/purpleair---field-evaluation.pdf |  | JRC-FK
PurpleAir | Plantower-PMS5003 |  | PA-I | N | optical | sensor system | PM10 | µg/m3 | N | black box | FIELD | rural |  | 20 | 1 | hour | [16 empty] | Sensor | GRIMM | linear | 0.4282 | 12.876 | 0.6646 |  |  |  |  | 99.9 |  | 17 | [35 empty] | AQ-SPEC | 150 | USD | http://db-airmontech.jrc.ec.europa.eu/download/purpleair---field-evaluation.pdf |  | JRC-FK
PurpleAir | Plantower-PMS5003 |  | PA-I | N | optical | sensor system | PM10 | µg/m3 | N | black box | FIELD | rural |  | 20 | 1 | hour | [16 empty] | Sensor | GRIMM | linear | 0.432 | 13.416 | 0.6195 |  |  |  |  | 99.9 |  | 17 | [35 empty] | AQ-SPEC | 150 | USD | http://db-airmontech.jrc.ec.europa.eu/download/purpleair---field-evaluation.pdf |  | JRC-FK
PurpleAir | Plantower-PMS5003 |  | PA-I | N | optical | sensor system | PM10 | µg/m3 | N | black box | FIELD | rural |  | 20 | 1 | hour | [16 empty] | Sensor | GRIMM | linear | 0.4483 | 12.981 | 0.6448 |  |  |  |  | 99.9 |  | 17 | [35 empty] | AQ-SPEC | 150 | USD | http://db-airmontech.jrc.ec.europa.eu/download/purpleair---field-evaluation.pdf |  | JRC-FK
PurpleAir | Plantower-PMS5003 |  | PA-I | N | optical | sensor system | PM1 | µg/m3 | N | black box | FIELD | rural |  | 20 | 24 | hour | [16 empty] | Sensor | GRIMM | linear | 0.9884 | -0.8786 | 0.9695 |  |  |  |  | 99.9 |  | 10.5 | [35 empty] | AQ-SPEC | 150 | USD | http://db-airmontech.jrc.ec.europa.eu/download/purpleair---field-evaluation.pdf |  | JRC-FK
PurpleAir | Plantower-PMS5003 |  | PA-I | N | optical | sensor system | PM1 | µg/m3 | N | black box | FIELD | rural |  | 20 | 24 | hour | [16 empty] | Sensor | GRIMM | linear | 0.9834 | 0.4733 | 0.8623 |  |  |  |  | 99.9 |  | 10 | [35 empty] | AQ-SPEC | 150 | USD | http://db-airmontech.jrc.ec.europa.eu/download/purpleair---field-evaluation.pdf |  | JRC-FK
PurpleAir | Plantower-PMS5003 |  | PA-I | N | optical | sensor system | PM1 | µg/m3 | N | black box | FIELD | rural |  | 20 | 24 | hour | [16 empty] | Sensor | GRIMM | linear | 0.9884 | 0.054 | 0.894 |  |  |  |  | 99.9 |  | 10.5 | [35 empty] | AQ-SPEC | 150 | USD | http://db-airmontech.jrc.ec.europa.eu/download/purpleair---field-evaluation.pdf |  | JRC-FK
PurpleAir | Plantower-PMS5003 |  | PA-I | N | optical | sensor system | PM2.5 | µg/m3 | N | black box | FIELD | rural |  | 20 | 24 | hour | [16 empty] | Sensor | GRIMM | linear | 0.9676 | 2.4996 | 0.7134 |  |  |  |  | 99.9 |  | 13 | [35 empty] | AQ-SPEC | 150 | USD | http://db-airmontech.jrc.ec.europa.eu/download/purpleair---field-evaluation.pdf |  | JRC-FK
PurpleAir | Plantower-PMS5003 |  | PA-I | N | optical | sensor system | PM2.5 | µg/m3 | N | black box | FIELD | rural |  | 20 | 24 | hour | [16 empty] | Sensor | GRIMM | linear | 0.9682 | 3.3068 | 0.6635 |  |  |  |  | 99.9 |  | 14 | [35 empty] | AQ-SPEC | 150 | USD | http://db-airmontech.jrc.ec.europa.eu/download/purpleair---field-evaluation.pdf |  | JRC-FK
PurpleAir | Plantower-PMS5003 |  | PA-I | N | optical | sensor system | PM2.5 | µg/m3 | N | black box | FIELD | rural |  | 20 | 24 | hour | [16 empty] | Sensor | GRIMM | linear | 0.9739 | 3.0201 | 0.6747 |  |  |  |  | 99.9 |  | 15 | [35 empty] | AQ-SPEC | 150 | USD | http://db-airmontech.jrc.ec.europa.eu/download/purpleair---field-evaluation.pdf |  | JRC-FK
PurpleAir | Plantower-PMS5003 |  | PA-I | N | optical | sensor system | PM10 | µg/m3 | N | black box | FIELD | rural |  | 20 | 24 | hour | [16 empty] | Sensor | GRIMM | linear | 0.4779 | 13.357 | 0.6485 |  |  |  |  | 99.9 |  | 17 | [35 empty] | AQ-SPEC | 150 | USD | http://db-airmontech.jrc.ec.europa.eu/download/purpleair---field-evaluation.pdf |  | JRC-FK
PurpleAir | Plantower-PMS5003 |  | PA-I | N | optical | sensor system | PM10 | µg/m3 | N | black box | FIELD | rural |  | 20 | 24 | hour | [16 empty] | Sensor | GRIMM | linear | 0.4799 | 13.932 | 0.6017 |  |  |  |  | 99.9 |  | 17 | [35 empty] | AQ-SPEC | 150 | USD | http://db-airmontech.jrc.ec.europa.eu/download/purpleair---field-evaluation.pdf |  | JRC-FK
PurpleAir | Plantower-PMS5003 |  | PA-I | N | optical | sensor system | PM10 | µg/m3 | N | black box | FIELD | rural |  | 20 | 24 | hour | [16 empty] | Sensor | GRIMM | linear | 0.4962 | 13.542 | 0.6244 |  |  |  |  | 99.9 |  | 17 | [35 empty] | AQ-SPEC | 150 | USD | http://db-airmontech.jrc.ec.europa.eu/download/purpleair---field-evaluation.pdf |  | JRC-FK
PurpleAir | Plantower-PMS5003 |  | PA-I | N | optical | sensor system | PM2.5 | µg/m3 | N | black box | FIELD | rural |  | 20 | 1 | hour | [16 empty] | Sensor | BAM | linear | 0.7754 | 3.2227 | 0.7099 |  |  |  |  | 87 |  | 13 | [35 empty] | AQ-SPEC | 150 | USD | http://db-airmontech.jrc.ec.europa.eu/download/purpleair---field-evaluation.pdf |  | JRC-FK
PurpleAir | Plantower-PMS5003 |  | PA-I | N | optical | sensor system | PM2.5 | µg/m3 | N | black box | FIELD | rural |  | 20 | 1 | hour | [16 empty] | Sensor | BAM | linear | 0.7773 | 3.995 | 0.6637 |  |  |  |  | 87 |  | 14 | [35 empty] | AQ-SPEC | 150 | USD | http://db-airmontech.jrc.ec.europa.eu/download/purpleair---field-evaluation.pdf |  | JRC-FK
PurpleAir | Plantower-PMS5003 |  | PA-I | N | optical | sensor system | PM2.5 | µg/m3 | N | black box | FIELD | rural |  | 20 | 1 | hour | [16 empty] | Sensor | BAM | linear | 0.7944 | 3.6326 | 0.68 |  |  |  |  | 87 |  | 15 | [35 empty] | AQ-SPEC | 150 | USD | http://db-airmontech.jrc.ec.europa.eu/download/purpleair---field-evaluation.pdf |  | JRC-FK
PurpleAir | Plantower-PMS5003 |  | PA-I | N | optical | sensor system | PM2.5 | µg/m3 | N | black box | FIELD | rural |  | 20 | 24 | hour | [16 empty] | Sensor | BAM | linear | 0.9067 | 2.8604 | 0.7409 |  |  |  |  | 87 |  | 13 | [35 empty] | AQ-SPEC | 150 | USD | http://db-airmontech.jrc.ec.europa.eu/download/purpleair---field-evaluation.pdf |  | JRC-FK
PurpleAir | Plantower-PMS5003 |  | PA-I | N | optical | sensor system | PM2.5 | µg/m3 | N | black box | FIELD | rural |  | 20 | 24 | hour | [16 empty] | Sensor | BAM | linear | 0.9168 | 3.6259 | 0.6961 |  |  |  |  | 87 |  | 14 | [35 empty] | AQ-SPEC | 150 | USD | http://db-airmontech.jrc.ec.europa.eu/download/purpleair---field-evaluation.pdf |  | JRC-FK
PurpleAir | Plantower-PMS5003 |  | PA-I | N | optical | sensor system | PM2.5 | µg/m3 | N | black box | FIELD | rural |  | 20 | 24 | hour | [16 empty] | Sensor | BAM | linear | 0.9281 | 3.3161 | 0.7081 |  |  |  |  | 87 |  | 15 | [35 empty] | AQ-SPEC | 150 | USD | http://db-airmontech.jrc.ec.europa.eu/download/purpleair---field-evaluation.pdf |  | JRC-FK
PurpleAir | Plantower-PMS5003 |  | PA-I | N | optical | sensor system | PM10 | µg/m3 | N | black box | FIELD | rural |  | 20 | 1 | hour | [16 empty] | Sensor | BAM | linear | 0.3219 | 25.189 | 0.6845 |  |  |  |  | 87 |  | 17 | [35 empty] | AQ-SPEC | 150 | USD | http://db-airmontech.jrc.ec.europa.eu/download/purpleair---field-evaluation.pdf |  | JRC-FK
PurpleAir | Plantower-PMS5003 |  | PA-I | N | optical | sensor system | PM10 | µg/m3 | N | black box | FIELD | rural |  | 20 | 1 | hour | [16 empty] | Sensor | BAM | linear | 0.3264 | 25.704 | 0.6407 |  |  |  |  | 87 |  | 17 | [35 empty] | AQ-SPEC | 150 | USD | http://db-airmontech.jrc.ec.europa.eu/download/purpleair---field-evaluation.pdf |  | JRC-FK
PurpleAir | Plantower-PMS5003 |  | PA-I | N | optical | sensor system | PM10 | µg/m3 | N | black box | FIELD | rural |  | 20 | 1 | hour | [16 empty] | Sensor | BAM | linear | 0.3424 | 25.208 | 0.6708 |  |  |  |  | 87 |  | 17 | [35 empty] | AQ-SPEC | 150 | USD | http://db-airmontech.jrc.ec.europa.eu/download/purpleair---field-evaluation.pdf |  | JRC-FK
PurpleAir | Plantower-PMS5003 |  | PA-I | N | optical | sensor system | PM10 | µg/m3 | N | black box | FIELD | rural |  | 20 | 24 | hour | [16 empty] | Sensor | BAM | linear | 0.4578 | 24.94 | 0.7197 |  |  |  |  | 87 |  | 17 | [35 empty] | AQ-SPEC | 150 | USD | http://db-airmontech.jrc.ec.europa.eu/download/purpleair---field-evaluation.pdf |  | JRC-FK
PurpleAir | Plantower-PMS5003 |  | PA-I | N | optical | sensor system | PM10 | µg/m3 | N | black box | FIELD | rural |  | 20 | 24 | hour | [16 empty] | Sensor | BAM | linear | 0.4688 | 25.448 | 0.6773 |  |  |  |  | 87 |  | 17 | [35 empty] | AQ-SPEC | 150 | USD | http://db-airmontech.jrc.ec.europa.eu/download/purpleair---field-evaluation.pdf |  | JRC-FK
PurpleAir | Plantower-PMS5003 |  | PA-I | N | optical | sensor system | PM10 | µg/m3 | N | black box | FIELD | rural |  | 20 | 24 | hour | [16 empty] | Sensor | BAM | linear | 0.4864 | 25.01 | 0.7026 |  |  |  |  | 87 |  | 17 | [35 empty] | AQ-SPEC | 150 | USD | http://db-airmontech.jrc.ec.europa.eu/download/purpleair---field-evaluation.pdf |  | JRC-FK
PurpleAir | Plantower-PMS5003 |  | PA-I | N | optical | sensor system | PM1 | µg/m3 | N | black box | LAB | rural |  | 20 | 1 | min | [16 empty] | Sensor | GRIMM | linear | 0.95 | -20.2 | 0.76 |  |  |  |  | 74.5 | 100 |  | 20 | 40 | [11 empty] | -4.1-77.2 over 15-300 ug/m3 | [21 empty] | AQ-SPEC | 150 | USD | http://db-airmontech.jrc.ec.europa.eu/download/purple-air-pa-i---lab-evaluation.pdf |  | JRC-FK
PurpleAir | Plantower-PMS5003 |  | PA-I | N | optical | sensor system | PM2.5 | µg/m3 | N | black box | LAB | rural |  | 20 | 1 | min | [16 empty] | Sensor | GRIMM | linear | 0.997 | -2.41 | 0.35 |  |  |  |  | 100 | 100 |  | 20 | 40 | [33 empty] | AQ-SPEC | 150 | USD | http://db-airmontech.jrc.ec.europa.eu/download/purple-air-pa-i---lab-evaluation.pdf |  | JRC-FK
PurpleAir | Plantower-PMS5003 |  | PA-I | N | optical | sensor system | PM10 | µg/m3 | N | black box | LAB | rural |  | 20 | 1 | min | [16 empty] | Sensor | GRIMM | linear | 0.96 | -1.96 | 0.57 |  |  |  |  | 66 | 100 |  | 20 | 40 | [33 empty] | AQ-SPEC | 150 | USD | http://db-airmontech.jrc.ec.europa.eu/download/purple-air-pa-i---lab-evaluation.pdf |  | JRC-FK
PurpleAir | Plantower-PMS5003 |  | PA-I-Indoor | Y | optical | sensor system | PM2.5 | µg/m3 | N | black box | FIELD | rural |  | 35 | 1 | hour | [16 empty] | Sensor | BAM | linear | 0.7593 | 3.5122 | 0.5884 |  |  |  |  | 99.5 |  | 12 | [35 empty] | AQ-SPEC | 180 | USD | http://www.aqmd.gov/docs/default-source/aq-spec/field-evaluations/purple-air-pa-i-indoor---field-evaluation.pdf?sfvrsn=13 |  | JRC-FK
PurpleAir | Plantower-PMS5003 |  | PA-I-Indoor | Y | optical | sensor system | PM2.5 | µg/m3 | N | black box | FIELD | rural |  | 35 | 1 | hour | [16 empty] | Sensor | BAM | linear | 0.7493 | 4.4044 | 0.5785 |  |  |  |  | 99.5 |  | 11 | [35 empty] | AQ-SPEC | 180 | USD | http://www.aqmd.gov/docs/default-source/aq-spec/field-evaluations/purple-air-pa-i-indoor---field-evaluation.pdf?sfvrsn=13 |  | JRC-FK
PurpleAir | Plantower-PMS5003 |  | PA-I-Indoor | Y | optical | sensor system | PM2.5 | µg/m3 | N | black box | FIELD | rural |  | 35 | 1 | hour | [16 empty] | Sensor | BAM | linear | 0.7585 | 4.1737 | 0.5652 |  |  |  |  | 99.5 |  | 12 | [35 empty] | AQ-SPEC | 180 | USD | http://www.aqmd.gov/docs/default-source/aq-spec/field-evaluations/purple-air-pa-i-indoor---field-evaluation.pdf?sfvrsn=13 |  | JRC-FK
PurpleAir | Plantower-PMS5003 |  | PA-I-Indoor | Y | optical | sensor system | PM2.5 | µg/m3 | N | black box | FIELD | rural |  | 35 | 24 | hour | [16 empty] | Sensor | BAM | linear | 0.8621 | 3.4227 | 0.5845 |  |  |  |  | 99.5 |  | 12 | [35 empty] | AQ-SPEC | 180 | USD | http://www.aqmd.gov/docs/default-source/aq-spec/field-evaluations/purple-air-pa-i-indoor---field-evaluation.pdf?sfvrsn=13 |  | JRC-FK
PurpleAir | Plantower-PMS5003 |  | PA-I-Indoor | Y | optical | sensor system | PM2.5 | µg/m3 | N | black box | FIELD | rural |  | 35 | 24 | hour | [16 empty] | Sensor | BAM | linear | 0.8479 | 4.3302 | 0.5717 |  |  |  |  | 99.5 |  | 11 | [35 empty] | AQ-SPEC | 180 | USD | http://www.aqmd.gov/docs/default-source/aq-spec/field-evaluations/purple-air-pa-i-indoor---field-evaluation.pdf?sfvrsn=13 |  | JRC-FK
PurpleAir | Plantower-PMS5003 |  | PA-I-Indoor | Y | optical | sensor system | PM2.5 | µg/m3 | N | black box | FIELD | rural |  | 35 | 24 | hour | [16 empty] | Sensor | BAM | linear | 0.8595 | 4.1342 | 0.5562 |  |  |  |  | 99.5 |  | 12 | [35 empty] | AQ-SPEC | 180 | USD | http://www.aqmd.gov/docs/default-source/aq-spec/field-evaluations/purple-air-pa-i-indoor---field-evaluation.pdf?sfvrsn=13 |  | JRC-FK
PurpleAir | Plantower-PMS5003 |  | PA-I-Indoor | Y | optical | sensor system | PM10 | µg/m3 | N | black box | FIELD | rural |  | 35 | 1 | hour | [16 empty] | Sensor | BAM | linear | 0.4563 | 9.4619 | 17.916 |  |  |  |  | 99.5 |  | 1.2 | [35 empty] | AQ-SPEC | 180 | USD | http://www.aqmd.gov/docs/default-source/aq-spec/field-evaluations/purple-air-pa-i-indoor---field-evaluation.pdf?sfvrsn=13 |  | JRC-FK
PurpleAir | Plantower-PMS5003 |  | PA-I-Indoor | Y | optical | sensor system | PM10 | µg/m3 | N | black box | FIELD | rural |  | 35 | 1 | hour | [16 empty] | Sensor | BAM | linear | 0.362 | 12.243 | 31.138 |  |  |  |  | 99.5 |  | 0.7 | [35 empty] | AQ-SPEC | 180 | USD | http://www.aqmd.gov/docs/default-source/aq-spec/field-evaluations/purple-air-pa-i-indoor---field-evaluation.pdf?sfvrsn=13 |  | JRC-FK
PurpleAir | Plantower-PMS5003 |  | PA-I-Indoor | Y | optical | sensor system | PM10 | µg/m3 | N | black box | FIELD | rural |  | 35 | 1 | hour | [16 empty] | Sensor | BAM | linear | 0.4608 | 10.151 | 14.728 |  |  |  |  | 99.5 |  | 1.4 | [35 empty] | AQ-SPEC | 180 | USD | http://www.aqmd.gov/docs/default-source/aq-spec/field-evaluations/purple-air-pa-i-indoor---field-evaluation.pdf?sfvrsn=13 |  | JRC-FK
PurpleAir | Plantower-PMS5003 |  | PA-II | Y | optical | sensor system | PM1 | µg/m3 | N | black box | FIELD | rural |  | 35 | 5 | min | [16 empty] | Sensor | GRIMM | linear | 0.9822 | 1.626 | 0.8125 |  |  |  |  | 95 | 98 | 11 | [35 empty] | AQ-SPEC | 200 | USD | http://db-airmontech.jrc.ec.europa.eu/download/purple-air-pa-ii---field-evaluation.pdf |  | JRC-FK
PurpleAir | Plantower-PMS5003 |  | PA-II | Y | optical | sensor system | PM1 | µg/m3 | N | black box | FIELD | rural |  | 35 | 5 | min | [16 empty] | Sensor | GRIMM | linear | 0.9849 | 2.0202 | 0.6981 |  |  |  |  | 95 | 98 | 12 | [35 empty] | AQ-SPEC | 200 | USD | http://db-airmontech.jrc.ec.europa.eu/download/purple-air-pa-ii---field-evaluation.pdf |  | JRC-FK
PurpleAir | Plantower-PMS5003 |  | PA-II | Y | optical | sensor system | PM1 | µg/m3 | N | black box | FIELD | rural |  | 35 | 5 | min | [16 empty] | Sensor | GRIMM | linear | 0.9784 | 1.4848 | 0.6969 |  |  |  |  | 95 | 98 | 12 | [35 empty] | AQ-SPEC | 200 | USD | http://db-airmontech.jrc.ec.europa.eu/download/purple-air-pa-ii---field-evaluation.pdf |  | JRC-FK
PurpleAir | Plantower-PMS5003 |  | PA-II | Y | optical | sensor system | PM1 | µg/m3 | N | black box | FIELD | rural |  | 35 | 5 | min | [16 empty] | Sensor | GRIMM | linear | 0.9655 | 2.3172 | 0.7873 |  |  |  |  | 95 | 98 | 10 | [35 empty] | AQ-SPEC | 200 | USD | http://db-airmontech.jrc.ec.europa.eu/download/purple-air-pa-ii---field-evaluation.pdf |  | JRC-FK
PurpleAir | Plantower-PMS5003 |  | PA-II | Y | optical | sensor system | PM1 | µg/m3 | N | black box | FIELD | rural |  | 35 | 5 | min | [16 empty] | Sensor | GRIMM | linear | 0.855 | 1.8793 | 0.638 |  |  |  |  | 95 | 98 | 13 | [35 empty] | AQ-SPEC | 200 | USD | http://db-airmontech.jrc.ec.europa.eu/download/purple-air-pa-ii---field-evaluation.pdf |  | JRC-FK
PurpleAir | Plantower-PMS5003 |  | PA-II | Y | optical | sensor system | PM1 | µg/m3 | N | black box | FIELD | rural |  | 35 | 5 | min | [16 empty] | Sensor | GRIMM | linear | 0.9847 | 1.9355 | 0.8283 |  |  |  |  | 95 | 98 | 11 | [35 empty] | AQ-SPEC | 200 | USD | http://db-airmontech.jrc.ec.europa.eu/download/purple-air-pa-ii---field-evaluation.pdf |  | JRC-FK
PurpleAir | Plantower-PMS5003 |  | PA-II | Y | optical | sensor system | PM2.5 | µg/m3 | N | black box | FIELD | rural |  | 35 | 5 | min | [16 empty] | Sensor | GRIMM | linear | 0.9791 | 2.7288 | 0.6241 |  |  |  |  | 95 | 98 | 15 | [35 empty] | AQ-SPEC | 200 | USD | http://db-airmontech.jrc.ec.europa.eu/download/purple-air-pa-ii---field-evaluation.pdf |  | JRC-FK
PurpleAir | Plantower-PMS5003 |  | PA-II | Y | optical | sensor system | PM2.5 | µg/m3 | N | black box | FIELD | rural |  | 35 | 5 | min | [16 empty] | Sensor | GRIMM | linear | 0.9648 | 3.0028 | 0.5171 |  |  |  |  | 95 | 98 | 18 | [35 empty] | AQ-SPEC | 200 | USD | http://db-airmontech.jrc.ec.europa.eu/download/purple-air-pa-ii---field-evaluation.pdf |  | JRC-FK
PurpleAir | Plantower-PMS5003 |  | PA-II | Y | optical | sensor system | PM2.5 | µg/m3 | N | black box | FIELD | rural |  | 35 | 5 | min | [16 empty] | Sensor | GRIMM | linear | 0.9785 | 2.4318 | 0.5655 |  |  |  |  | 95 | 98 | 18 | [35 empty] | AQ-SPEC | 200 | USD | http://db-airmontech.jrc.ec.europa.eu/download/purple-air-pa-ii---field-evaluation.pdf |  | JRC-FK
PurpleAir | Plantower-PMS5003 |  | PA-II | Y | optical | sensor system | PM2.5 | µg/m3 | N | black box | FIELD | rural |  | 35 | 5 | min | [16 empty] | Sensor | GRIMM | linear | 0.9386 | 3.4081 | 0.5829 |  |  |  |  | 95 | 98 | 15 | [35 empty] | AQ-SPEC | 200 | USD | http://db-airmontech.jrc.ec.europa.eu/download/purple-air-pa-ii---field-evaluation.pdf |  | JRC-FK
PurpleAir | Plantower-PMS5003 |  | PA-II | Y | optical | sensor system | PM2.5 | µg/m3 | N | black box | FIELD | rural |  | 35 | 5 | min | [16 empty] | Sensor | GRIMM | linear | 0.9028 | 2.5956 | 0.5302 |  |  |  |  | 95 | 98 | 19 | [35 empty] | AQ-SPEC | 200 | USD | http://db-airmontech.jrc.ec.europa.eu/download/purple-air-pa-ii---field-evaluation.pdf |  | JRC-FK
PurpleAir | Plantower-PMS5003 |  | PA-II | Y | optical | sensor system | PM2.5 | µg/m3 | N | black box | FIELD | rural |  | 35 | 5 | min | [16 empty] | Sensor | GRIMM | linear | 0.9754 | 2.9308 | 0.636 |  |  |  |  | 95 | 98 | 17 | [35 empty] | AQ-SPEC | 200 | USD | http://db-airmontech.jrc.ec.europa.eu/download/purple-air-pa-ii---field-evaluation.pdf |  | JRC-FK
PurpleAir | Plantower-PMS5003 |  | PA-II | Y | optical | sensor system | PM10 | µg/m3 | N | black box | FIELD | rural |  | 35 | 5 | min | [16 empty] | Sensor | GRIMM | linear | 0.7037 | 7.3073 | 0.6882 |  |  |  |  | 95 | 98 | 18 | [35 empty] | AQ-SPEC | 200 | USD | http://db-airmontech.jrc.ec.europa.eu/download/purple-air-pa-ii---field-evaluation.pdf |  | JRC-FK
PurpleAir | Plantower-PMS5003 |  | PA-II | Y | optical | sensor system | PM10 | µg/m3 | N | black box | FIELD | rural |  | 35 | 5 | min | [16 empty] | Sensor | GRIMM | linear | 0.6785 | 7.7173 | 0.5325 |  |  |  |  | 95 | 98 | 20 | [35 empty] | AQ-SPEC | 200 | USD | http://db-airmontech.jrc.ec.europa.eu/download/purple-air-pa-ii---field-evaluation.pdf |  | JRC-FK
PurpleAir | Plantower-PMS5003 |  | PA-II | Y | optical | sensor system | PM10 | µg/m3 | N | black box | FIELD | rural |  | 35 | 5 | min | [16 empty] | Sensor | GRIMM | linear | 0.6967 | 6.9361 | 0.6099 |  |  |  |  | 95 | 98 | 19 | [35 empty] | AQ-SPEC | 200 | USD | http://db-airmontech.jrc.ec.europa.eu/download/purple-air-pa-ii---field-evaluation.pdf |  | JRC-FK
PurpleAir | Plantower-PMS5003 |  | PA-II | Y | optical | sensor system | PM10 | µg/m3 | N | black box | FIELD | rural |  | 35 | 5 | min | [16 empty] | Sensor | GRIMM | linear | 0.6677 | 8.0026 | 0.5985 |  |  |  |  | 95 | 98 | 19 | [35 empty] | AQ-SPEC | 200 | USD | http://db-airmontech.jrc.ec.europa.eu/download/purple-air-pa-ii---field-evaluation.pdf |  | JRC-FK
PurpleAir | Plantower-PMS5003 |  | PA-II | Y | optical | sensor system | PM10 | µg/m3 | N | black box | FIELD | rural |  | 35 | 5 | min | [16 empty] | Sensor | GRIMM | linear | 0.6598 | 7.0798 | 0.5871 |  |  |  |  | 95 | 98 | 20 | [35 empty] | AQ-SPEC | 200 | USD | http://db-airmontech.jrc.ec.europa.eu/download/purple-air-pa-ii---field-evaluation.pdf |  | JRC-FK
PurpleAir | Plantower-PMS5003 |  | PA-II | Y | optical | sensor system | PM10 | µg/m3 | N | black box | FIELD | rural |  | 35 | 5 | min | [16 empty] | Sensor | GRIMM | linear | 0.7014 | 7.4581 | 0.688 |  |  |  |  | 95 | 98 | 18 | [35 empty] | AQ-SPEC | 200 | USD | http://db-airmontech.jrc.ec.europa.eu/download/purple-air-pa-ii---field-evaluation.pdf |  | JRC-FK
PurpleAir | Plantower-PMS5003 |  | PA-II | Y | optical | sensor system | PM1 | µg/m3 | N | black box | FIELD | rural |  | 35 | 1 | hour | [16 empty] | Sensor | GRIMM | linear | 0.9859 | 1.5968 | 0.8152 |  |  |  |  | 95 | 98 | 11 | [35 empty] | AQ-SPEC | 200 | USD | http://db-airmontech.jrc.ec.europa.eu/download/purple-air-pa-ii---field-evaluation.pdf |  | JRC-FK
PurpleAir | Plantower-PMS5003 |  | PA-II | Y | optical | sensor system | PM1 | µg/m3 | N | black box | FIELD | rural |  | 35 | 1 | hour | [16 empty] | Sensor | GRIMM | linear | 0.9891 | 1.997 | 0.6996 |  |  |  |  | 95 | 98 | 12 | [35 empty] | AQ-SPEC | 200 | USD | http://db-airmontech.jrc.ec.europa.eu/download/purple-air-pa-ii---field-evaluation.pdf |  | JRC-FK
PurpleAir | Plantower-PMS5003 |  | PA-II | Y | optical | sensor system | PM1 | µg/m3 | N | black box | FIELD | rural |  | 35 | 1 | hour | [16 empty] | Sensor | GRIMM | linear | 0.9818 | 1.4361 | 0.7 |  |  |  |  | 95 | 98 | 12 | [35 empty] | AQ-SPEC | 200 | USD | http://db-airmontech.jrc.ec.europa.eu/download/purple-air-pa-ii---field-evaluation.pdf |  | JRC-FK
PurpleAir | Plantower-PMS5003 |  | PA-II | Y | optical | sensor system | PM1 | µg/m3 | N | black box | FIELD | rural |  | 35 | 1 | hour | [16 empty] | Sensor | GRIMM | linear | 0.9679 | 2.3088 | 0.7906 |  |  |  |  | 95 | 98 | 10 | [35 empty] | AQ-SPEC | 200 | USD | http://db-airmontech.jrc.ec.europa.eu/download/purple-air-pa-ii---field-evaluation.pdf |  | JRC-FK
PurpleAir | Plantower-PMS5003 |  | PA-II | Y | optical | sensor system | PM1 | µg/m3 | N | black box | FIELD | rural |  | 35 | 1 | hour | [16 empty] | Sensor | GRIMM | linear | 0.9063 | 1.3309 | 0.6764 |  |  |  |  | 95 | 98 | 13 | [35 empty] | AQ-SPEC | 200 | USD | http://db-airmontech.jrc.ec.europa.eu/download/purple-air-pa-ii---field-evaluation.pdf |  | JRC-FK
PurpleAir | Plantower-PMS5003 |  | PA-II | Y | optical | sensor system | PM1 | µg/m3 | N | black box | FIELD | rural |  | 35 | 1 | hour | [16 empty] | Sensor | GRIMM | linear | 0.989 | 1.9103 | 0.8307 |  |  |  |  | 95 | 98 | 11 | [35 empty] | AQ-SPEC | 200 | USD | http://db-airmontech.jrc.ec.europa.eu/download/purple-air-pa-ii---field-evaluation.pdf |  | JRC-FK
PurpleAir | Plantower-PMS5003 |  | PA-II | Y | optical | sensor system | PM2.5 | µg/m3 | N | black box | FIELD | rural |  | 35 | 1 | hour | [16 empty] | Sensor | GRIMM | linear | 0.9831 | 2.7136 | 0.6255 |  |  |  |  | 95 | 98 | 15 | [35 empty] | AQ-SPEC | 200 | USD | http://db-airmontech.jrc.ec.europa.eu/download/purple-air-pa-ii---field-evaluation.pdf |  | JRC-FK
PurpleAir | Plantower-PMS5003 |  | PA-II | Y | optical | sensor system | PM2.5 | µg/m3 | N | black box | FIELD | rural |  | 35 | 1 | hour | [16 empty] | Sensor | GRIMM | linear | 0.9693 | 2.9952 | 0.5177 |  |  |  |  | 95 | 98 | 18 | [35 empty] | AQ-SPEC | 200 | USD | http://db-airmontech.jrc.ec.europa.eu/download/purple-air-pa-ii---field-evaluation.pdf |  | JRC-FK
PurpleAir | Plantower-PMS5003 |  | PA-II | Y | optical | sensor system | PM2.5 | µg/m3 | N | black box | FIELD | rural |  | 35 | 1 | hour | [16 empty] | Sensor | GRIMM | linear | 0.9821 | 2.405 | 0.5678 |  |  |  |  | 95 | 98 | 18 | [35 empty] | AQ-SPEC | 200 | USD | http://db-airmontech.jrc.ec.europa.eu/download/purple-air-pa-ii---field-evaluation.pdf |  | JRC-FK
PurpleAir | Plantower-PMS5003 |  | PA-II | Y | optical | sensor system | PM2.5 | µg/m3 | N | black box | FIELD | rural |  | 35 | 1 | hour | [16 empty] | Sensor | GRIMM | linear | 0.9416 | 3.4198 | 0.5849 |  |  |  |  | 95 | 98 | 15 | [35 empty] | AQ-SPEC | 200 | USD | http://db-airmontech.jrc.ec.europa.eu/download/purple-air-pa-ii---field-evaluation.pdf |  | JRC-FK
PurpleAir | Plantower-PMS5003 |  | PA-II | Y | optical | sensor system | PM2.5 | µg/m3 | N | black box | FIELD | rural |  | 35 | 1 | hour | [16 empty] | Sensor | GRIMM | linear | 0.9384 | 2.2195 | 0.5511 |  |  |  |  | 95 | 98 | 19 | [35 empty] | AQ-SPEC | 200 | USD | http://db-airmontech.jrc.ec.europa.eu/download/purple-air-pa-ii---field-evaluation.pdf |  | JRC-FK
PurpleAir | Plantower-PMS5003 |  | PA-II | Y | optical | sensor system | PM2.5 | µg/m3 | N | black box | FIELD | rural |  | 35 | 1 | hour | [16 empty] | Sensor | GRIMM | linear | 0.9801 | 2.9112 | 0.6376 |  |  |  |  | 95 | 98 | 17 | [35 empty] | AQ-SPEC | 200 | USD | http://db-airmontech.jrc.ec.europa.eu/download/purple-air-pa-ii---field-evaluation.pdf |  | JRC-FK
PurpleAir | Plantower-PMS5003 |  | PA-II | Y | optical | sensor system | PM10 | µg/m3 | N | black box | FIELD | rural |  | 35 | 1 | hour | [16 empty] | Sensor | GRIMM | linear | 0.7212 | 7.3213 | 0.6907 |  |  |  |  | 95 | 98 | 18 | [35 empty] | AQ-SPEC | 200 | USD | http://db-airmontech.jrc.ec.europa.eu/download/purple-air-pa-ii---field-evaluation.pdf |  | JRC-FK
PurpleAir | Plantower-PMS5003 |  | PA-II | Y | optical | sensor system | PM10 | µg/m3 | N | black box | FIELD | rural |  | 35 | 1 | hour | [16 empty] | Sensor | GRIMM | linear | 0.6966 | 7.7174 | 0.5346 |  |  |  |  | 95 | 98 | 20 | [35 empty] | AQ-SPEC | 200 | USD | http://db-airmontech.jrc.ec.europa.eu/download/purple-air-pa-ii---field-evaluation.pdf |  | JRC-FK
PurpleAir | Plantower-PMS5003 |  | PA-II | Y | optical | sensor system | PM10 | µg/m3 | N | black box | FIELD | rural |  | 35 | 1 | hour | [16 empty] | Sensor | GRIMM | linear | 0.7065 | 7.0549 | 0.5987 |  |  |  |  | 95 | 98 | 19 | [35 empty] | AQ-SPEC | 200 | USD | http://db-airmontech.jrc.ec.europa.eu/download/purple-air-pa-ii---field-evaluation.pdf |  | JRC-FK
PurpleAir | Plantower-PMS5003 |  | PA-II | Y | optical | sensor system | PM10 | µg/m3 | N | black box | FIELD | rural |  | 35 | 1 | hour | [16 empty] | Sensor | GRIMM | linear | 0.6851 | 8.0766 | 0.6008 |  |  |  |  | 95 | 98 | 19 | [35 empty] | AQ-SPEC | 200 | USD | http://db-airmontech.jrc.ec.europa.eu/download/purple-air-pa-ii---field-evaluation.pdf |  | JRC-FK
PurpleAir | Plantower-PMS5003 |  | PA-II | Y | optical | sensor system | PM10 | µg/m3 | N | black box | FIELD | rural |  | 35 | 1 | hour | [16 empty] | Sensor | GRIMM | linear | 0.699 | 6.6847 | 0.6082 |  |  |  |  | 95 | 98 | 20 | [35 empty] | AQ-SPEC | 200 | USD | http://db-airmontech.jrc.ec.europa.eu/download/purple-air-pa-ii---field-evaluation.pdf |  | JRC-FK
PurpleAir | Plantower-PMS5003 |  | PA-II | Y | optical | sensor system | PM10 | µg/m3 | N | black box | FIELD | rural |  | 35 | 1 | hour | [16 empty] | Sensor | GRIMM | linear | 0.7235 | 7.4145 | 0.6922 |  |  |  |  | 95 | 98 | 18 | [35 empty] | AQ-SPEC | 200 | USD | http://db-airmontech.jrc.ec.europa.eu/download/purple-air-pa-ii---field-evaluation.pdf |  | JRC-FK
PurpleAir | Plantower-PMS5003 |  | PA-II | Y | optical | sensor system | PM1 | µg/m3 | N | black box | FIELD | rural |  | 35 | 24 | hour | [16 empty] | Sensor | GRIMM | linear | 0.9928 | 1.5014 | 0.8266 |  |  |  |  | 95 | 98 | 11 | [35 empty] | AQ-SPEC | 200 | USD | http://db-airmontech.jrc.ec.europa.eu/download/purple-air-pa-ii---field-evaluation.pdf |  | JRC-FK
PurpleAir | Plantower-PMS5003 |  | PA-II | Y | optical | sensor system | PM1 | µg/m3 | N | black box | FIELD | rural |  | 35 | 24 | hour | [16 empty] | Sensor | GRIMM | linear | 0.9918 | 2.0869 | 0.6964 |  |  |  |  | 95 | 98 | 12 | [35 empty] | AQ-SPEC | 200 | USD | http://db-airmontech.jrc.ec.europa.eu/download/purple-air-pa-ii---field-evaluation.pdf |  | JRC-FK
PurpleAir | Plantower-PMS5003 |  | PA-II | Y | optical | sensor system | PM1 | µg/m3 | N | black box | FIELD | rural |  | 35 | 24 | hour | [16 empty] | Sensor | GRIMM | linear | 0.99 | 1.1948 | 0.7185 |  |  |  |  | 95 | 98 | 12 | [35 empty] | AQ-SPEC | 200 | USD | http://db-airmontech.jrc.ec.europa.eu/download/purple-air-pa-ii---field-evaluation.pdf |  | JRC-FK
PurpleAir | Plantower-PMS5003 |  | PA-II | Y | optical | sensor system | PM1 | µg/m3 | N | black box | FIELD | rural |  | 35 | 24 | hour | [16 empty] | Sensor | GRIMM | linear | 0.9745 | 2.529 | 0.7749 |  |  |  |  | 95 | 98 | 10 | [35 empty] | AQ-SPEC | 200 | USD | http://db-airmontech.jrc.ec.europa.eu/download/purple-air-pa-ii---field-evaluation.pdf |  | JRC-FK
PurpleAir | Plantower-PMS5003 |  | PA-II | Y | optical | sensor system | PM1 | µg/m3 | N | black box | FIELD | rural |  | 35 | 24 | hour | [16 empty] | Sensor | GRIMM | linear | 0.9829 | 0.4563 | 0.7402 |  |  |  |  | 95 | 98 | 13 | [35 empty] | AQ-SPEC | 200 | USD | http://db-airmontech.jrc.ec.europa.eu/download/purple-air-pa-ii---field-evaluation.pdf |  | JRC-FK
PurpleAir | Plantower-PMS5003 |  | PA-II | Y | optical | sensor system | PM1 | µg/m3 | N | black box | FIELD | rural |  | 35 | 24 | hour | [16 empty] | Sensor | GRIMM | linear | 0.9946 | 2.0312 | 0.8237 |  |  |  |  | 95 | 98 | 11 | [35 empty] | AQ-SPEC | 200 | USD | http://db-airmontech.jrc.ec.europa.eu/download/purple-air-pa-ii---field-evaluation.pdf |  | JRC-FK
PurpleAir | Plantower-PMS5003 |  | PA-II | Y | optical | sensor system | PM2.5 | µg/m3 | N | black box | FIELD | rural |  | 35 | 24 | hour | [16 empty] | Sensor | GRIMM | linear | 0.9873 | 2.721 | 0.6305 |  |  |  |  | 95 | 98 | 15 | [35 empty] | AQ-SPEC | 200 | USD | http://db-airmontech.jrc.ec.europa.eu/download/purple-air-pa-ii---field-evaluation.pdf |  | JRC-FK
PurpleAir | Plantower-PMS5003 |  | PA-II | Y | optical | sensor system | PM2.5 | µg/m3 | N | black box | FIELD | rural |  | 35 | 24 | hour | [16 empty] | Sensor | GRIMM | linear | 0.9716 | 3.1451 | 0.5152 |  |  |  |  | 95 | 98 | 18 | [35 empty] | AQ-SPEC | 200 | USD | http://db-airmontech.jrc.ec.europa.eu/download/purple-air-pa-ii---field-evaluation.pdf |  | JRC-FK
PurpleAir | Plantower-PMS5003 |  | PA-II | Y | optical | sensor system | PM2.5 | µg/m3 | N | black box | FIELD | rural |  | 35 | 24 | hour | [16 empty] | Sensor | GRIMM | linear | 0.9873 | 2.2258 | 0.5808 |  |  |  |  | 95 | 98 | 18 | [35 empty] | AQ-SPEC | 200 | USD | http://db-airmontech.jrc.ec.europa.eu/download/purple-air-pa-ii---field-evaluation.pdf |  | JRC-FK
PurpleAir | Plantower-PMS5003 |  | PA-II | Y | optical | sensor system | PM2.5 | µg/m3 | N | black box | FIELD | rural |  | 35 | 24 | hour | [16 empty] | Sensor | GRIMM | linear | 0.9489 | 3.7076 | 0.5756 |  |  |  |  | 95 | 98 | 15 | [35 empty] | AQ-SPEC | 200 | USD | http://db-airmontech.jrc.ec.europa.eu/download/purple-air-pa-ii---field-evaluation.pdf |  | JRC-FK
PurpleAir | Plantower-PMS5003 |  | PA-II | Y | optical | sensor system | PM2.5 | µg/m3 | N | black box | FIELD | rural |  | 35 | 24 | hour | [16 empty] | Sensor | GRIMM | linear | 0.9859 | 1.7418 | 0.5812 |  |  |  |  | 95 | 98 | 19 | [35 empty] | AQ-SPEC | 200 | USD | http://db-airmontech.jrc.ec.europa.eu/download/purple-air-pa-ii---field-evaluation.pdf |  | JRC-FK
PurpleAir | Plantower-PMS5003 |  | PA-II | Y | optical | sensor system | PM2.5 | µg/m3 | N | black box | FIELD | rural |  | 35 | 24 | hour | [16 empty] | Sensor | GRIMM | linear | 0.9854 | 3.0464 | 0.6345 |  |  |  |  | 95 | 98 | 17 | [35 empty] | AQ-SPEC | 200 | USD | http://db-airmontech.jrc.ec.europa.eu/download/purple-air-pa-ii---field-evaluation.pdf |  | JRC-FK
PurpleAir | Plantower-PMS5003 |  | PA-II | Y | optical | sensor system | PM10 | µg/m3 | N | black box | FIELD | rural |  | 35 | 24 | hour | [16 empty] | Sensor | GRIMM | linear | 0.7731 | 6.9258 | 0.73 |  |  |  |  | 95 | 98 | 18 | [35 empty] | AQ-SPEC | 200 | USD | http://db-airmontech.jrc.ec.europa.eu/download/purple-air-pa-ii---field-evaluation.pdf |  | JRC-FK
PurpleAir | Plantower-PMS5003 |  | PA-II | Y | optical | sensor system | PM10 | µg/m3 | N | black box | FIELD | rural |  | 35 | 24 | hour | [16 empty] | Sensor | GRIMM | linear | 0.7482 | 7.5023 | 0.559 |  |  |  |  | 95 | 98 | 20 | [35 empty] | AQ-SPEC | 200 | USD | http://db-airmontech.jrc.ec.europa.eu/download/purple-air-pa-ii---field-evaluation.pdf |  | JRC-FK
PurpleAir | Plantower-PMS5003 |  | PA-II | Y | optical | sensor system | PM10 | µg/m3 | N | black box | FIELD | rural |  | 35 | 24 | hour | [16 empty] | Sensor | GRIMM | linear | 0.7669 | 6.3589 | 0.6559 |  |  |  |  | 95 | 98 | 19 | [35 empty] | AQ-SPEC | 200 | USD | http://db-airmontech.jrc.ec.europa.eu/download/purple-air-pa-ii---field-evaluation.pdf |  | JRC-FK
PurpleAir | Plantower-PMS5003 |  | PA-II | Y | optical | sensor system | PM10 | µg/m3 | N | black box | FIELD | rural |  | 35 | 24 | hour | [16 empty] | Sensor | GRIMM | linear | 0.7338 | 8.0511 | 0.6212 |  |  |  |  | 95 | 98 | 19 | [35 empty] | AQ-SPEC | 200 | USD | http://db-airmontech.jrc.ec.europa.eu/download/purple-air-pa-ii---field-evaluation.pdf |  | JRC-FK
PurpleAir | Plantower-PMS5003 |  | PA-II | Y | optical | sensor system | PM10 | µg/m3 | N | black box | FIELD | rural |  | 35 | 24 | hour | [16 empty] | Sensor | GRIMM | linear | 0.7833 | 5.7248 | 0.66886 |  |  |  |  | 95 | 98 | 20 | [35 empty] | AQ-SPEC | 200 | USD | http://db-airmontech.jrc.ec.europa.eu/download/purple-air-pa-ii---field-evaluation.pdf |  | JRC-FK
PurpleAir | Plantower-PMS5003 |  | PA-II | Y | optical | sensor system | PM10 | µg/m3 | N | black box | FIELD | rural |  | 35 | 24 | hour | [16 empty] | Sensor | GRIMM | linear | 0.7796 | 7.1338 | 0.7249 |  |  |  |  | 95 | 98 | 18 | [35 empty] | AQ-SPEC | 200 | USD | http://db-airmontech.jrc.ec.europa.eu/download/purple-air-pa-ii---field-evaluation.pdf |  | JRC-FK
PurpleAir | Plantower-PMS5003 |  | PA-II | Y | optical | sensor system | PM2.5 | µg/m3 | N | black box | FIELD | rural |  | 35 | 1 | hour | [16 empty] | Sensor | BAM | linear | 0.9194 | 2.3114 | 0.613 |  |  |  |  | 95 | 98 | 15 | [35 empty] | AQ-SPEC | 200 | USD | http://db-airmontech.jrc.ec.europa.eu/download/purple-air-pa-ii---field-evaluation.pdf |  | JRC-FK
PurpleAir | Plantower-PMS5003 |  | PA-II | Y | optical | sensor system | PM2.5 | µg/m3 | N | black box | FIELD | rural |  | 35 | 1 | hour | [16 empty] | Sensor | BAM | linear | 0.8967 | 2.6344 | 0.5046 |  |  |  |  | 95 | 98 | 18 | [35 empty] | AQ-SPEC | 200 | USD | http://db-airmontech.jrc.ec.europa.eu/download/purple-air-pa-ii---field-evaluation.pdf |  | JRC-FK
PurpleAir | Plantower-PMS5003 |  | PA-II | Y | optical | sensor system | PM2.5 | µg/m3 | N | black box | FIELD | rural |  | 35 | 1 | hour | [16 empty] | Sensor | BAM | linear | 0.9208 | 1.9955 | 0.5569 |  |  |  |  | 95 | 98 | 18 | [35 empty] | AQ-SPEC | 200 | USD | http://db-airmontech.jrc.ec.europa.eu/download/purple-air-pa-ii---field-evaluation.pdf |  | JRC-FK
PurpleAir | Plantower-PMS5003 |  | PA-II | Y | optical | sensor system | PM2.5 | µg/m3 | N | black box | FIELD | rural |  | 35 | 1 | hour | [16 empty] | Sensor | BAM | linear | 0.8682 | 3.0635 | 0.5693 |  |  |  |  | 95 | 98 | 15 | [35 empty] | AQ-SPEC | 200 | USD | http://db-airmontech.jrc.ec.europa.eu/download/purple-air-pa-ii---field-evaluation.pdf |  | JRC-FK
PurpleAir | Plantower-PMS5003 |  | PA-II | Y | optical | sensor system | PM2.5 | µg/m3 | N | black box | FIELD | rural |  | 35 | 1 | hour | [16 empty] | Sensor | BAM | linear | 0.8791 | 1.8201 | 0.5404 |  |  |  |  | 95 | 98 | 19 | [35 empty] | AQ-SPEC | 200 | USD | http://db-airmontech.jrc.ec.europa.eu/download/purple-air-pa-ii---field-evaluation.pdf |  | JRC-FK
PurpleAir | Plantower-PMS5003 |  | PA-II | Y | optical | sensor system | PM2.5 | µg/m3 | N | black box | FIELD | rural |  | 35 | 1 | hour | [16 empty] | Sensor | BAM | linear | 0.9162 | 2.5066 | 0.6248 |  |  |  |  | 95 | 98 | 17 | [35 empty] | AQ-SPEC | 200 | USD | http://db-airmontech.jrc.ec.europa.eu/download/purple-air-pa-ii---field-evaluation.pdf |  | JRC-FK
PurpleAir | Plantower-PMS5003 |  | PA-II | Y | optical | sensor system | PM10 | µg/m3 | N | black box | FIELD | rural |  | 35 | 1 | hour | [16 empty] | Sensor | BAM | linear | 0.654 | 11.207 | 0.7476 |  |  |  |  | 95 | 98 | 18 | [35 empty] | AQ-SPEC | 200 | USD | http://db-airmontech.jrc.ec.europa.eu/download/purple-air-pa-ii---field-evaluation.pdf |  | JRC-FK
PurpleAir | Plantower-PMS5003 |  | PA-II | Y | optical | sensor system | PM10 | µg/m3 | N | black box | FIELD | rural |  | 35 | 1 | hour | [16 empty] | Sensor | BAM | linear | 0.6247 | 11.701 | 0.5753 |  |  |  |  | 95 | 98 | 20 | [35 empty] | AQ-SPEC | 200 | USD | http://db-airmontech.jrc.ec.europa.eu/download/purple-air-pa-ii---field-evaluation.pdf |  | JRC-FK
PurpleAir | Plantower-PMS5003 |  | PA-II | Y | optical | sensor system | PM10 | µg/m3 | N | black box | FIELD | rural |  | 35 | 1 | hour | [16 empty] | Sensor | BAM | linear | 0.6505 | 10.81 | 0.6641 |  |  |  |  | 95 | 98 | 19 | [35 empty] | AQ-SPEC | 200 | USD | http://db-airmontech.jrc.ec.europa.eu/download/purple-air-pa-ii---field-evaluation.pdf |  | JRC-FK
PurpleAir | Plantower-PMS5003 |  | PA-II | Y | optical | sensor system | PM10 | µg/m3 | N | black box | FIELD | rural |  | 35 | 1 | hour | [16 empty] | Sensor | BAM | linear | 0.6067 | 12.161 | 0.6427 |  |  |  |  | 95 | 98 | 19 | [35 empty] | AQ-SPEC | 200 | USD | http://db-airmontech.jrc.ec.europa.eu/download/purple-air-pa-ii---field-evaluation.pdf |  | JRC-FK
PurpleAir | Plantower-PMS5003 |  | PA-II | Y | optical | sensor system | PM10 | µg/m3 | N | black box | FIELD | rural |  | 35 | 1 | hour | [16 empty] | Sensor | BAM | linear | 0.6379 | 10.485 | 0.6598 |  |  |  |  | 95 | 98 | 20 | [35 empty] | AQ-SPEC | 200 | USD | http://db-airmontech.jrc.ec.europa.eu/download/purple-air-pa-ii---field-evaluation.pdf |  | JRC-FK
PurpleAir | Plantower-PMS5003 |  | PA-II | Y | optical | sensor system | PM10 | µg/m3 | N | black box | FIELD | rural |  | 35 | 1 | hour | [16 empty] | Sensor | BAM | linear | 0.6536 | 11.332 | 0.7479 |  |  |  |  | 95 | 98 | 18 | [35 empty] | AQ-SPEC | 200 | USD | http://db-airmontech.jrc.ec.europa.eu/download/purple-air-pa-ii---field-evaluation.pdf |  | JRC-FK
PurpleAir | Plantower-PMS5003 |  | PA-II | Y | optical | sensor system | PM2.5 | µg/m3 | N | black box | FIELD | rural |  | 35 | 24 | hour | [16 empty] | Sensor | BAM | linear | 0.9713 | 2.4968 | 0.6057 |  |  |  |  | 95 | 98 | 15 | [35 empty] | AQ-SPEC | 200 | USD | http://db-airmontech.jrc.ec.europa.eu/download/purple-air-pa-ii---field-evaluation.pdf |  | JRC-FK
PurpleAir | Plantower-PMS5003 |  | PA-II | Y | optical | sensor system | PM2.5 | µg/m3 | N | black box | FIELD | rural |  | 35 | 24 | hour | [16 empty] | Sensor | BAM | linear | 0.9528 | 2.919 | 0.4941 |  |  |  |  | 95 | 98 | 18 | [35 empty] | AQ-SPEC | 200 | USD | http://db-airmontech.jrc.ec.europa.eu/download/purple-air-pa-ii---field-evaluation.pdf |  | JRC-FK
PurpleAir | Plantower-PMS5003 |  | PA-II | Y | optical | sensor system | PM2.5 | µg/m3 | N | black box | FIELD | rural |  | 35 | 24 | hour | [16 empty] | Sensor | BAM | linear | 0.9721 | 2.0167 | 0.5582 |  |  |  |  | 95 | 98 | 18 | [35 empty] | AQ-SPEC | 200 | USD | http://db-airmontech.jrc.ec.europa.eu/download/purple-air-pa-ii---field-evaluation.pdf |  | JRC-FK
PurpleAir | Plantower-PMS5003 |  | PA-II | Y | optical | sensor system | PM2.5 | µg/m3 | N | black box | FIELD | rural |  | 35 | 24 | hour | [16 empty] | Sensor | BAM | linear | 0.9269 | 3.4751 | 0.551 |  |  |  |  | 95 | 98 | 15 | [35 empty] | AQ-SPEC | 200 | USD | http://db-airmontech.jrc.ec.europa.eu/download/purple-air-pa-ii---field-evaluation.pdf |  | JRC-FK
PurpleAir | Plantower-PMS5003 |  | PA-II | Y | optical | sensor system | PM2.5 | µg/m3 | N | black box | FIELD | rural |  | 35 | 24 | hour | [16 empty] | Sensor | BAM | linear | 0.9657 | 1.5789 | 0.5571 |  |  |  |  | 95 | 98 | 19 | [35 empty] | AQ-SPEC | 200 | USD | http://db-airmontech.jrc.ec.europa.eu/download/purple-air-pa-ii---field-evaluation.pdf |  | JRC-FK
PurpleAir | Plantower-PMS5003 |  | PA-II | Y | optical | sensor system | PM2.5 | µg/m3 | N | black box | FIELD | rural |  | 35 | 24 | hour | [16 empty] | Sensor | BAM | linear | 0.6092 | 2.8139 | 0.6092 |  |  |  |  | 95 | 98 | 17 | [35 empty] | AQ-SPEC | 200 | USD | http://db-airmontech.jrc.ec.europa.eu/download/purple-air-pa-ii---field-evaluation.pdf |  | JRC-FK
PurpleAir | Plantower-PMS5003 |  | PA-II | Y | optical | sensor system | PM10 | µg/m3 | N | black box | FIELD | rural |  | 35 | 24 | hour | [16 empty] | Sensor | BAM | linear | 0.7336 | 11.161 | 0.7717 |  |  |  |  | 95 | 98 | 18 | [35 empty] | AQ-SPEC | 200 | USD | http://db-airmontech.jrc.ec.europa.eu/download/purple-air-pa-ii---field-evaluation.pdf |  | JRC-FK
PurpleAir | Plantower-PMS5003 |  | PA-II | Y | optical | sensor system | PM10 | µg/m3 | N | black box | FIELD | rural |  | 35 | 24 | hour | [16 empty] | Sensor | BAM | linear | 0.7017 | 11.844 | 0.5873 |  |  |  |  | 95 | 98 | 20 | [35 empty] | AQ-SPEC | 200 | USD | http://db-airmontech.jrc.ec.europa.eu/download/purple-air-pa-ii---field-evaluation.pdf |  | JRC-FK
PurpleAir | Plantower-PMS5003 |  | PA-II | Y | optical | sensor system | PM10 | µg/m3 | N | black box | FIELD | rural |  | 35 | 24 | hour | [16 empty] | Sensor | BAM | linear | 0.7313 | 10.527 | 0.6949 |  |  |  |  | 95 | 98 | 19 | [35 empty] | AQ-SPEC | 200 | USD | http://db-airmontech.jrc.ec.europa.eu/download/purple-air-pa-ii---field-evaluation.pdf |  | JRC-FK
PurpleAir | Plantower-PMS5003 |  | PA-II | Y | optical | sensor system | PM10 | µg/m3 | N | black box | FIELD | rural |  | 35 | 24 | hour | [16 empty] | Sensor | BAM | linear | 0.6827 | 12.469 | 0.65 |  |  |  |  | 95 | 98 | 19 | [35 empty] | AQ-SPEC | 200 | USD | http://db-airmontech.jrc.ec.europa.eu/download/purple-air-pa-ii---field-evaluation.pdf |  | JRC-FK
PurpleAir | Plantower-PMS5003 |  | PA-II | Y | optical | sensor system | PM10 | µg/m3 | N | black box | FIELD | rural |  | 35 | 24 | hour | [16 empty] | Sensor | BAM | linear | 0.7475 | 9.85 | 0.7086 |  |  |  |  | 95 | 98 | 20 | [35 empty] | AQ-SPEC | 200 | USD | http://db-airmontech.jrc.ec.europa.eu/download/purple-air-pa-ii---field-evaluation.pdf |  | JRC-FK
PurpleAir | Plantower-PMS5003 |  | PA-II | Y | optical | sensor system | PM10 | µg/m3 | N | black box | FIELD | rural |  | 35 | 24 | hour | [16 empty] | Sensor | BAM | linear | 0.7359 | 11.415 | 0.7641 |  |  |  |  | 95 | 98 | 18 | [35 empty] | AQ-SPEC | 200 | USD | http://db-airmontech.jrc.ec.europa.eu/download/purple-air-pa-ii---field-evaluation.pdf |  | JRC-FK
PurpleAir | Plantower-PMS5003 |  | PA-II | Y | optical | sensor system | PM1 | µg/m3 | N | black box | LAB | rural |  | 35 | 5 | min | [16 empty] | Sensor | GRIMM | linear | 1 | -8.49 | 1.49 |  |  |  |  | 95.9 | 96.7 |  | 20 | 40 | [11 empty] | 85-95 over 0-175 ug/m3 | [21 empty] | AQ-SPEC | 200 | USD | http://www.aqmd.gov/docs/default-source/aq-spec/laboratory-evaluations/purple-air-pa-ii---lab-evaluation.pdf?sfvrsn=4 |  | JRC-FK
PurpleAir | Plantower-PMS5003 |  | PA-II | Y | optical | sensor system | PM1 | µg/m3 | N | black box | LAB | rural |  | 35 | 5 | min | [16 empty] | Sensor | GRIMM | linear | 0.99 | -15.64 | 1.31 |  |  |  |  | 95.9 | 96.7 |  | 20 | 40 | [11 empty] | 54-96 over 0-250 ug/m3 | [21 empty] | AQ-SPEC | 200 | USD | http://www.aqmd.gov/docs/default-source/aq-spec/laboratory-evaluations/purple-air-pa-ii---lab-evaluation.pdf?sfvrsn=4 |  | JRC-FK
PurpleAir | Plantower-PMS5003 |  | PA-II | Y | optical | sensor system | PM1 | µg/m3 | N | black box | LAB | rural |  | 35 | 5 | min | [16 empty] | Sensor | GRIMM | linear | 0.94 | -19.79 | 2.38 |  |  |  |  | 95.9 | 96.7 |  | 20 | 40 | [11 empty] | 44-73 over 21-180 ug/m3 | [21 empty] | AQ-SPEC | 200 | USD | http://www.aqmd.gov/docs/default-source/aq-spec/laboratory-evaluations/purple-air-pa-ii---lab-evaluation.pdf?sfvrsn=4 |  | JRC-FK
RTI |  |  | MicroPEM | Y | optical | sensor system | PM2.5 | µg/m3 | N | black box | FIELD | rural |  | 10 | 5 | min | [16 empty] | Sensor | GRIMM | linear | 0.8085 | 5.5525 | 0.487 |  |  |  |  | 30 | 80 | 13.5 | [35 empty] | AQ-SPEC | 2000 | USD | http://db-airmontech.jrc.ec.europa.eu/download/rti-micropem---field-evaluation.pdf |  | JRC-FK
RTI |  |  | MicroPEM | Y | optical | sensor system | PM2.5 | µg/m3 | N | black box | FIELD | rural |  | 10 | 5 | min | [16 empty] | Sensor | GRIMM | linear | 0.8003 | 8.6212 | 0.5092 |  |  |  |  | 30 | 80 | 12.5 | [35 empty] | AQ-SPEC | 2000 | USD | http://db-airmontech.jrc.ec.europa.eu/download/rti-micropem---field-evaluation.pdf |  | JRC-FK
RTI |  |  | MicroPEM | Y | optical | sensor system | PM2.5 | µg/m3 | N | black box | FIELD | rural |  | 10 | 5 | min | [16 empty] | Sensor | GRIMM | linear | 0.8684 | 4.3356 | 0.5592 |  |  |  |  | 30 | 80 | 14 | [35 empty] | AQ-SPEC | 2000 | USD | http://db-airmontech.jrc.ec.europa.eu/download/rti-micropem---field-evaluation.pdf |  | JRC-FK
RTI |  |  | MicroPEM | Y | optical | sensor system | PM2.5 | µg/m3 | N | black box | FIELD | rural |  | 10 | 1 | hour | [16 empty] | Sensor | GRIMM | linear | 0.8205 | 5.4635 | 0.4924 |  |  |  |  | 30 | 80 | 13.5 | [35 empty] | AQ-SPEC | 2000 | USD | http://db-airmontech.jrc.ec.europa.eu/download/rti-micropem---field-evaluation.pdf |  | JRC-FK
RTI |  |  | MicroPEM | Y | optical | sensor system | PM2.5 | µg/m3 | N | black box | FIELD | rural |  | 10 | 1 | hour | [16 empty] | Sensor | GRIMM | linear | 0.8102 | 8.2603 | 0.5227 |  |  |  |  | 30 | 80 | 12.5 | [35 empty] | AQ-SPEC | 2000 | USD | http://db-airmontech.jrc.ec.europa.eu/download/rti-micropem---field-evaluation.pdf |  | JRC-FK
RTI |  |  | MicroPEM | Y | optical | sensor system | PM2.5 | µg/m3 | N | black box | FIELD | rural |  | 10 | 1 | hour | [16 empty] | Sensor | GRIMM | linear | 0.8762 | 4.3305 | 0.5548 |  |  |  |  | 30 | 80 | 14 | [35 empty] | AQ-SPEC | 2000 | USD | http://db-airmontech.jrc.ec.europa.eu/download/rti-micropem---field-evaluation.pdf |  | JRC-FK
RTI |  |  | MicroPEM | Y | optical | sensor system | PM2.5 | µg/m3 | N | black box | FIELD | rural |  | 10 | 24 | hour | [16 empty] | Sensor | GRIMM | linear | 0.8436 | 5.3419 | 0.5 |  |  |  |  | 30 | 80 | 13.5 | [35 empty] | AQ-SPEC | 2000 | USD | http://db-airmontech.jrc.ec.europa.eu/download/rti-micropem---field-evaluation.pdf |  | JRC-FK
RTI |  |  | MicroPEM | Y | optical | sensor system | PM2.5 | µg/m3 | N | black box | FIELD | rural |  | 10 | 24 | hour | [16 empty] | Sensor | GRIMM | linear | 0.7289 | 6.7195 | 0.8546 |  |  |  |  | 30 | 80 | 12.5 | [35 empty] | AQ-SPEC | 2000 | USD | http://db-airmontech.jrc.ec.europa.eu/download/rti-micropem---field-evaluation.pdf |  | JRC-FK
RTI |  |  | MicroPEM | Y | optical | sensor system | PM2.5 | µg/m3 | N | black box | FIELD | rural |  | 10 | 24 | hour | [16 empty] | Sensor | GRIMM | linear | 0.8967 | 4.0953 | 0.566 |  |  |  |  | 30 | 80 | 14 | [35 empty] | AQ-SPEC | 2000 | USD | http://db-airmontech.jrc.ec.europa.eu/download/rti-micropem---field-evaluation.pdf |  | JRC-FK
RTI |  |  | MicroPEM | Y | optical | sensor system | PM2.5 | µg/m3 | N | black box | FIELD | rural |  | 10 | 1 | hour | [16 empty] | Sensor | BAM | linear | 0.7809 | 6.8335 | 0.5547 |  |  |  |  | 30 | 80 | 13.5 | [35 empty] | AQ-SPEC | 2000 | USD | http://db-airmontech.jrc.ec.europa.eu/download/rti-micropem---field-evaluation.pdf |  | JRC-FK
RTI |  |  | MicroPEM | Y | optical | sensor system | PM2.5 | µg/m3 | N | black box | FIELD | rural |  | 10 | 1 | hour | [16 empty] | Sensor | BAM | linear | 0.6743 | 9.7879 | 0.5939 |  |  |  |  | 30 | 80 | 12.5 | [35 empty] | AQ-SPEC | 2000 | USD | http://db-airmontech.jrc.ec.europa.eu/download/rti-micropem---field-evaluation.pdf |  | JRC-FK
RTI |  |  | MicroPEM | Y | optical | sensor system | PM2.5 | µg/m3 | N | black box | FIELD | rural |  | 10 | 1 | hour | [16 empty] | Sensor | BAM | linear | 0.801 | 5.7815 | 0.6133 |  |  |  |  | 30 | 80 | 14 | [35 empty] | AQ-SPEC | 2000 | USD | http://db-airmontech.jrc.ec.europa.eu/download/rti-micropem---field-evaluation.pdf |  | JRC-FK
RTI |  |  | MicroPEM | Y | optical | sensor system | PM2.5 | µg/m3 | N | black box | FIELD | rural |  | 10 | 24 | hour | [16 empty] | Sensor | BAM | linear | 0.8956 | 6.4465 | 0.5919 |  |  |  |  | 30 | 80 | 13.5 | [35 empty] | AQ-SPEC | 2000 | USD | http://db-airmontech.jrc.ec.europa.eu/download/rti-micropem---field-evaluation.pdf |  | JRC-FK
RTI |  |  | MicroPEM | Y | optical | sensor system | PM2.5 | µg/m3 | N | black box | FIELD | rural |  | 10 | 24 | hour | [16 empty] | Sensor | BAM | linear | 0.7733 | 9.2457 | 0.6421 |  |  |  |  | 30 | 80 | 12.5 | [35 empty] | AQ-SPEC | 2000 | USD | http://db-airmontech.jrc.ec.europa.eu/download/rti-micropem---field-evaluation.pdf |  | JRC-FK
RTI |  |  | MicroPEM | Y | optical | sensor system | PM2.5 | µg/m3 | N | black box | FIELD | rural |  | 10 | 24 | hour | [16 empty] | Sensor | BAM | linear | 0.9105 | 5.1977 | 0.6545 |  |  |  |  | 30 | 80 | 14 | [35 empty] | AQ-SPEC | 2000 | USD | http://db-airmontech.jrc.ec.europa.eu/download/rti-micropem---field-evaluation.pdf |  | JRC-FK
RTI |  |  | MicroPEM | Y | optical | sensor system | PM2.5 | µg/m3 | N | black box | LAB | rural |  | 10 | 5 | min | [16 empty] | Sensor | GRIMM | linear | 0.99 | 9.41 | 0.31 |  |  |  |  | 100 |  |  | 20 | 40 | [11 empty] | -27- (-101.5) over 0-240 ug/m3 | [21 empty] | AQ-SPEC | 2000 | USD | http://db-airmontech.jrc.ec.europa.eu/download/rti-micropem---lab-evaluation.pdf |  | JRC-FK
SainSmart | Plantower-PMS5003 |  | Pure Morning P3 | Y | optical | sensor system | PM2.5 | µg/m3 | N | black box | FIELD | rural |  | 30 | 1 | hour | [16 empty] | Sensor | BAM | linear | 0.7133 | 4.2246 | 0.4975 |  |  |  |  | 80 | 100 | 14 | [13 empty] | 35- 69 over 16-270 ug/m3 | [21 empty] | AQ-SPEC | 170 | USD | http://www.aqmd.gov/docs/default-source/aq-spec/field-evaluations/sainsmart---field-evaluation.pdf?sfvrsn=6 |  | JRC-FK
SainSmart | Plantower-PMS5003 |  | Pure Morning P3 | Y | optical | sensor system | PM2.5 | µg/m3 | N | black box | FIELD | rural |  | 30 | 1 | hour | [16 empty] | Sensor | BAM | linear | 0.7277 | 3.9572 | 0.4781 |  |  |  |  | 80 | 100 | 15 | [35 empty] | AQ-SPEC | 170 | USD | http://www.aqmd.gov/docs/default-source/aq-spec/field-evaluations/sainsmart---field-evaluation.pdf?sfvrsn=6 |  | JRC-FK
SainSmart | Plantower-PMS5003 |  | Pure Morning P3 | Y | optical | sensor system | PM2.5 | µg/m3 | N | black box | FIELD | rural |  | 30 | 1 | hour | [16 empty] | Sensor | BAM | linear | 0.7425 | 2.8438 | 0.566 |  |  |  |  | 80 | 100 | 15 | [35 empty] | AQ-SPEC | 170 | USD | http://www.aqmd.gov/docs/default-source/aq-spec/field-evaluations/sainsmart---field-evaluation.pdf?sfvrsn=6 |  | JRC-FK
SainSmart | Plantower-PMS5003 |  | Pure Morning P3 | Y | optical | sensor system | PM2.5 | µg/m3 | N | black box | FIELD | rural |  | 30 | 24 | hour | [16 empty] | Sensor | BAM | linear | 0.7761 | 4.4018 | 0.4855 |  |  |  |  | 80 | 100 | 14 | [13 empty] | 35- 69 over 16-270 ug/m3 | [21 empty] | AQ-SPEC | 170 | USD | http://www.aqmd.gov/docs/default-source/aq-spec/field-evaluations/sainsmart---field-evaluation.pdf?sfvrsn=6 |  | JRC-FK
SainSmart | Plantower-PMS5003 |  | Pure Morning P3 | Y | optical | sensor system | PM2.5 | µg/m3 | N | black box | FIELD | rural |  | 30 | 24 | hour | [16 empty] | Sensor | BAM | linear | 0.7943 | 4.0539 | 0.4727 |  |  |  |  | 80 | 100 | 15 | [35 empty] | AQ-SPEC | 170 | USD | http://www.aqmd.gov/docs/default-source/aq-spec/field-evaluations/sainsmart---field-evaluation.pdf?sfvrsn=6 |  | JRC-FK
SainSmart | Plantower-PMS5003 |  | Pure Morning P3 | Y | optical | sensor system | PM2.5 | µg/m3 | N | black box | FIELD | rural |  | 30 | 24 | hour | [16 empty] | Sensor | BAM | linear | 0.8276 | 2.8625 | 0.5641 |  |  |  |  | 80 | 100 | 15 | [35 empty] | AQ-SPEC | 170 | USD | http://www.aqmd.gov/docs/default-source/aq-spec/field-evaluations/sainsmart---field-evaluation.pdf?sfvrsn=6 |  | JRC-FK
SainSmart | Plantower-PMS5003 |  | Pure Morning P3 | Y | optical | sensor system | PM2.5 | µg/m3 | N | black box | LAB | rural |  | 30 | 5 | min | [16 empty] | Sensor | GRIMM | linear | 0.99 | -4.13 | 0.79 |  |  |  |  | 99.6 | 100 |  | 20 | 40 | [33 empty] | AQ-SPEC | 170 | USD | http://www.aqmd.gov/docs/default-source/aq-spec/laboratory-evaluations/sainsmart---lab-evaluation.pdf?sfvrsn=6 |  | JRC-FK
Shinyei |  |  | PMS-SYS-1 | Y | optical | sensor system | PM2.5 | µg/m3 | N | black box | FIELD | rural |  | 60 | 1 | hour | [16 empty] | Sensor | BAM | linear | 0.8267 | 4.123 | 0.6655 |  |  |  |  | 99 |  | 16 | [13 empty] | -70 - 91.2 over 0-180 ug/m3 | [21 empty] | AQ-SPEC | 1000 | USD | http://db-airmontech.jrc.ec.europa.eu/download/shinyei-pm-eval-kit---field-evaluation.pdf | PM evaluation Kit | JRC-FK
Shinyei |  |  | PMS-SYS-1 | Y | optical | sensor system | PM2.5 | µg/m3 | N | black box | FIELD | rural |  | 60 | 1 | hour | [16 empty] | Sensor | BAM | linear | 0.8152 | 4.1645 | 0.6718 |  |  |  |  | 99 |  | 16 | [35 empty] | AQ-SPEC | 1000 | USD | http://db-airmontech.jrc.ec.europa.eu/download/shinyei-pm-eval-kit---field-evaluation.pdf | PM evaluation Kit | JRC-FK
Shinyei |  |  | PMS-SYS-1 | Y | optical | sensor system | PM2.5 | µg/m3 | N | black box | FIELD | rural |  | 60 | 1 | hour | [16 empty] | Sensor | BAM | linear | 0.8274 | 4.202 | 0.7498 |  |  |  |  | 99 |  | 14.2 | [35 empty] | AQ-SPEC | 1000 | USD | http://db-airmontech.jrc.ec.europa.eu/download/shinyei-pm-eval-kit---field-evaluation.pdf | PM evaluation Kit | JRC-FK
Shinyei |  |  | PMS-SYS-1 | Y | optical | sensor system | PM2.5 | µg/m3 | N | black box | FIELD | rural |  | 60 | 24 | hour | [16 empty] | Sensor | BAM | linear | 0.9299 | 3.5897 | 0.6942 |  |  |  |  | 99 |  | 16 | [13 empty] | -70 - 91.2 over 0-180 ug/m3 | [21 empty] | AQ-SPEC | 1000 | USD | http://db-airmontech.jrc.ec.europa.eu/download/shinyei-pm-eval-kit---field-evaluation.pdf | PM evaluation Kit | JRC-FK
Shinyei |  |  | PMS-SYS-1 | Y | optical | sensor system | PM2.5 | µg/m3 | N | black box | FIELD | rural |  | 60 | 24 | hour | [16 empty] | Sensor | BAM | linear | 0.9245 | 3.4702 | 0.7101 |  |  |  |  | 99 |  | 16 | [35 empty] | AQ-SPEC | 1000 | USD | http://db-airmontech.jrc.ec.europa.eu/download/shinyei-pm-eval-kit---field-evaluation.pdf | PM evaluation Kit | JRC-FK
Shinyei |  |  | PMS-SYS-1 | Y | optical | sensor system | PM2.5 | µg/m3 | N | black box | FIELD | rural |  | 60 | 24 | hour | [16 empty] | Sensor | BAM | linear | 0.9323 | 3.6368 | 0.7838 |  |  |  |  | 99 |  | 14.2 | [35 empty] | AQ-SPEC | 1000 | USD | http://db-airmontech.jrc.ec.europa.eu/download/shinyei-pm-eval-kit---field-evaluation.pdf | PM evaluation Kit | JRC-FK
Shinyei |  |  | PMS-SYS-1 | Y | optical | sensor system | PM2.5 | µg/m3 | N | black box | FIELD | rural |  | 60 | 5 | min | [16 empty] | Sensor | GRIMM | linear | 0.8971 | 3.0295 | 0.578 |  |  |  |  | 99 |  | 16 | [35 empty] | AQ-SPEC | 1000 | USD | http://db-airmontech.jrc.ec.europa.eu/download/shinyei-pm-eval-kit---field-evaluation.pdf | PM evaluation Kit | JRC-FK
Shinyei |  |  | PMS-SYS-1 | Y | optical | sensor system | PM2.5 | µg/m3 | N | black box | FIELD | rural |  | 60 | 5 | min | [16 empty] | Sensor | GRIMM | linear | 0.8896 | 2.988 | 0.5956 |  |  |  |  | 99 |  | 16 | [35 empty] | AQ-SPEC | 1000 | USD | http://db-airmontech.jrc.ec.europa.eu/download/shinyei-pm-eval-kit---field-evaluation.pdf | PM evaluation Kit | JRC-FK
Shinyei |  |  | PMS-SYS-1 | Y | optical | sensor system | PM2.5 | µg/m3 | N | black box | FIELD | rural |  | 60 | 5 | min | [16 empty] | Sensor | GRIMM | linear | 0.889 | 3.1992 | 0.6448 |  |  |  |  | 99 |  | 14.2 | [35 empty] | AQ-SPEC | 1000 | USD | http://db-airmontech.jrc.ec.europa.eu/download/shinyei-pm-eval-kit---field-evaluation.pdf | PM evaluation Kit | JRC-FK
Shinyei |  |  | PMS-SYS-1 | Y | optical | sensor system | PM2.5 | µg/m3 | N | black box | FIELD | rural |  | 60 | 1 | hour | [16 empty] | Sensor | GRIMM | linear | 0.9183 | 2.8934 | 0.5874 |  |  |  |  | 99 |  | 16 | [35 empty] | AQ-SPEC | 1000 | USD | http://db-airmontech.jrc.ec.europa.eu/download/shinyei-pm-eval-kit---field-evaluation.pdf | PM evaluation Kit | JRC-FK
Shinyei |  |  | PMS-SYS-1 | Y | optical | sensor system | PM2.5 | µg/m3 | N | black box | FIELD | rural |  | 60 | 1 | hour | [16 empty] | Sensor | GRIMM | linear | 0.9119 | 2.836 | 0.6061 |  |  |  |  | 99 |  | 16 | [35 empty] | AQ-SPEC | 1000 | USD | http://db-airmontech.jrc.ec.europa.eu/download/shinyei-pm-eval-kit---field-evaluation.pdf | PM evaluation Kit | JRC-FK
Shinyei |  |  | PMS-SYS-1 | Y | optical | sensor system | PM2.5 | µg/m3 | N | black box | FIELD | rural |  | 60 | 1 | hour | [16 empty] | Sensor | GRIMM | linear | 0.9148 | 3.0078 | 0.6587 |  |  |  |  | 99 |  | 14.2 | [35 empty] | AQ-SPEC | 1000 | USD | http://db-airmontech.jrc.ec.europa.eu/download/shinyei-pm-eval-kit---field-evaluation.pdf | PM evaluation Kit | JRC-FK
Shinyei |  |  | PMS-SYS-1 | Y | optical | sensor system | PM2.5 | µg/m3 | N | black box | FIELD | rural |  | 60 | 24 | hour | [16 empty] | Sensor | GRIMM | linear | 0.9509 | 2.6128 | 0.603 |  |  |  |  | 99 |  | 16 | [35 empty] | AQ-SPEC | 1000 | USD | http://db-airmontech.jrc.ec.europa.eu/download/shinyei-pm-eval-kit---field-evaluation.pdf | PM evaluation Kit | JRC-FK
Shinyei |  |  | PMS-SYS-1 | Y | optical | sensor system | PM2.5 | µg/m3 | N | black box | FIELD | rural |  | 60 | 24 | hour | [16 empty] | Sensor | GRIMM | linear | 0.6284 | 2.426 | 0.6284 |  |  |  |  | 99 |  | 16 | [35 empty] | AQ-SPEC | 1000 | USD | http://db-airmontech.jrc.ec.europa.eu/download/shinyei-pm-eval-kit---field-evaluation.pdf | PM evaluation Kit | JRC-FK
Shinyei |  |  | PMS-SYS-1 | Y | optical | sensor system | PM2.5 | µg/m3 | N | black box | FIELD | rural |  | 60 | 24 | hour | [16 empty] | Sensor | GRIMM | linear | 0.6792 | 2.6785 | 0.6792 |  |  |  |  | 99 |  | 14.2 | [35 empty] | AQ-SPEC | 1000 | USD | http://db-airmontech.jrc.ec.europa.eu/download/shinyei-pm-eval-kit---field-evaluation.pdf | PM evaluation Kit | JRC-FK
Shinyei |  |  | PMS-SYS-1 | Y | optical | sensor system | PM2.5 | µg/m3 | N | black box | LAB |  |  | 60 | 5 | min | [16 empty] | Sensor | GRIMM | linear | 0.93 | -18.46 | 0.84 | [7 empty] | 20 | 40 | [33 empty] | AQ-SPEC | 1000 | USD | http://db-airmontech.jrc.ec.europa.eu/download/shinyei-pm-eval-kit---lab-evaluation.pdf | PM evaluation Kit | JRC-FK
Samyoung | AIRVIZ | Speck | DSM501A | Y | optical | sensor system | PM2.5 | µg/m3 | N | black box | FIELD | rural |  | 60 | 5 | min | [16 empty] | Sensor | GRIMM | linear | 0.3116 | -1.1229 | 0.5626 |  |  |  |  | 95 |  | 21 | [35 empty] | AQ-SPEC | 150 | USD | http://db-airmontech.jrc.ec.europa.eu/download/speck-sensor---field-evaluation.pdf |  | JRC-FK
Samyoung | AIRVIZ | Speck | DSM501A | Y | optical | sensor system | PM2.5 | µg/m3 | N | black box | FIELD | rural |  | 60 | 5 | min | [16 empty] | Sensor | GRIMM | linear | 0.0006 | 12.106 | -0.0029 |  |  |  |  | 95 |  | 38 | [35 empty] | AQ-SPEC | 150 | USD | http://db-airmontech.jrc.ec.europa.eu/download/speck-sensor---field-evaluation.pdf |  | JRC-FK
Samyoung | AIRVIZ | Speck | DSM501A | Y | optical | sensor system | PM2.5 | µg/m3 | N | black box | FIELD | rural |  | 60 | 5 | min | [16 empty] | Sensor | GRIMM | linear | 0.2708 | -0.5655 | 0.497 |  |  |  |  | 95 |  | 21 | [35 empty] | AQ-SPEC | 150 | USD | http://db-airmontech.jrc.ec.europa.eu/download/speck-sensor---field-evaluation.pdf |  | JRC-FK
Samyoung | AIRVIZ | Speck | DSM501A | Y | optical | sensor system | PM2.5 | counts/L | N | black box | FIELD | rural |  | 60 | 5 | min | [16 empty] | Sensor | GRIMM | linear | 0.1206 | 28085 | 211.16 |  |  |  |  | 95 |  | 500 | [35 empty] | AQ-SPEC | 150 | USD | http://db-airmontech.jrc.ec.europa.eu/download/speck-sensor---field-evaluation.pdf |  | JRC-FK
Samyoung | AIRVIZ | Speck | DSM501A | Y | optical | sensor system | PM2.5 | counts/L | N | black box | FIELD | rural |  | 60 | 5 | min | [16 empty] | Sensor | GRIMM | linear | 0.0008 | 147465 | 2.0367 |  |  |  |  | 95 |  | 980 | [35 empty] | AQ-SPEC | 150 | USD | http://db-airmontech.jrc.ec.europa.eu/download/speck-sensor---field-evaluation.pdf |  | JRC-FK
Samyoung | AIRVIZ | Speck | DSM501A | Y | optical | sensor system | PM2.5 | counts/L | N | black box | FIELD | rural |  | 60 | 5 | min | [16 empty] | Sensor | GRIMM | linear | 0.0532 | 52685 | 144.9 |  |  |  |  | 95 |  | 500 | [35 empty] | AQ-SPEC | 150 | USD | http://db-airmontech.jrc.ec.europa.eu/download/speck-sensor---field-evaluation.pdf |  | JRC-FK
Samyoung | AIRVIZ | Speck | DSM501A | Y | optical | sensor system | PM2.5 | µg/m3 | N | black box | FIELD | rural |  | 60 | 1 | hour | [16 empty] | Sensor | GRIMM | linear | 0.3288 | -2.0194 | 0.6009 |  |  |  |  | 95 |  | 21 | [35 empty] | AQ-SPEC | 150 | USD | http://db-airmontech.jrc.ec.europa.eu/download/speck-sensor---field-evaluation.pdf |  | JRC-FK
Samyoung | AIRVIZ | Speck | DSM501A | Y | optical | sensor system | PM2.5 | µg/m3 | N | black box | FIELD | rural |  | 60 | 1 | hour | [16 empty] | Sensor | GRIMM | linear | 0.0008 | 12.127 | -0.0036 |  |  |  |  | 95 |  | 38 | [35 empty] | AQ-SPEC | 150 | USD | http://db-airmontech.jrc.ec.europa.eu/download/speck-sensor---field-evaluation.pdf |  | JRC-FK
Samyoung | AIRVIZ | Speck | DSM501A | Y | optical | sensor system | PM2.5 | µg/m3 | N | black box | FIELD | rural |  | 60 | 1 | hour | [16 empty] | Sensor | GRIMM | linear | 0.2844 | -1.3926 | 0.5326 |  |  |  |  | 95 |  | 21 | [35 empty] | AQ-SPEC | 150 | USD | http://db-airmontech.jrc.ec.europa.eu/download/speck-sensor---field-evaluation.pdf |  | JRC-FK
Samyoung | AIRVIZ | Speck | DSM501A | Y | optical | sensor system | PM2.5 | counts/L | N | black box | FIELD | rural |  | 60 | 1 | hour | [16 empty] | Sensor | GRIMM | linear | 0.1264 | 19465 | 226.47 |  |  |  |  | 95 |  | 500 | [35 empty] | AQ-SPEC | 150 | USD | http://db-airmontech.jrc.ec.europa.eu/download/speck-sensor---field-evaluation.pdf |  | JRC-FK
Samyoung | AIRVIZ | Speck | DSM501A | Y | optical | sensor system | PM2.5 | counts/L | N | black box | FIELD | rural |  | 60 | 1 | hour | [16 empty] | Sensor | GRIMM | linear | 0.0009 | 147152 | 2.2379 |  |  |  |  | 95 |  | 980 | [35 empty] | AQ-SPEC | 150 | USD | http://db-airmontech.jrc.ec.europa.eu/download/speck-sensor---field-evaluation.pdf |  | JRC-FK
Samyoung | AIRVIZ | Speck | DSM501A | Y | optical | sensor system | PM2.5 | counts/L | N | black box | FIELD | rural |  | 60 | 1 | hour | [16 empty] | Sensor | GRIMM | linear | 0.053 | 48225 | 152.68 |  |  |  |  | 95 |  | 500 | [35 empty] | AQ-SPEC | 150 | USD | http://db-airmontech.jrc.ec.europa.eu/download/speck-sensor---field-evaluation.pdf |  | JRC-FK
Samyoung | AIRVIZ | Speck | DSM501A | Y | optical | sensor system | PM2.5 | µg/m3 | N | black box | FIELD | rural |  | 60 | 1 | hour | [16 empty] | Sensor | BAM | linear | 0.2486 | -0.8308 | 0.6312 |  |  |  |  | 95 |  | 21 | [35 empty] | AQ-SPEC | 150 | USD | http://db-airmontech.jrc.ec.europa.eu/download/speck-sensor---field-evaluation.pdf |  | JRC-FK
Samyoung | AIRVIZ | Speck | DSM501A | Y | optical | sensor system | PM2.5 | µg/m3 | N | black box | FIELD | rural |  | 60 | 1 | hour | [16 empty] | Sensor | BAM | linear | 7e-06 | 13.908 | -0.0004 |  |  |  |  | 95 |  | 38 | [35 empty] | AQ-SPEC | 150 | USD | http://db-airmontech.jrc.ec.europa.eu/download/speck-sensor---field-evaluation.pdf |  | JRC-FK
Samyoung | AIRVIZ | Speck | DSM501A | Y | optical | sensor system | PM2.5 | µg/m3 | N | black box | FIELD | rural |  | 60 | 1 | hour | [16 empty] | Sensor | BAM | linear | 0.1482 | 1.678 | 0.472 |  |  |  |  | 95 |  | 21 | [35 empty] | AQ-SPEC | 150 | USD | http://db-airmontech.jrc.ec.europa.eu/download/speck-sensor---field-evaluation.pdf |  | JRC-FK
TSI |  |  | AirAssure | Y | optical | sensor system | PM2.5 | µg/m3 | N | black box | FIELD |  |  | 300 | 5 | min | [16 empty] | Sensor | GRIMM | linear | 0.8137 | 2.589 | 0.6731 |  |  |  |  | 99 |  | 16 | [13 empty] | -108- (-7.2) over 0-150 ug/m3 | [21 empty] | AQ-SPEC | 1500 | USD | http://db-airmontech.jrc.ec.europa.eu/download/tsi-airassure---field-evaluation.pdf |  | JRC-FK
TSI |  |  | AirAssure | Y | optical | sensor system | PM2.5 | µg/m3 | N | black box | FIELD |  |  | 300 | 5 | min | [16 empty] | Sensor | GRIMM | linear | 0.8304 | 0.9655 | 0.6959 |  |  |  |  | 99 |  | 18 | [35 empty] | AQ-SPEC | 1500 | USD | http://db-airmontech.jrc.ec.europa.eu/download/tsi-airassure---field-evaluation.pdf |  | JRC-FK
TSI |  |  | AirAssure | Y | optical | sensor system | PM2.5 | µg/m3 | N | black box | FIELD |  |  | 300 | 5 | min | [16 empty] | Sensor | GRIMM | linear | 0.81 | 0.9805 | 0.7248 |  |  |  |  | 99 |  | 17 | [35 empty] | AQ-SPEC | 1500 | USD | http://db-airmontech.jrc.ec.europa.eu/download/tsi-airassure---field-evaluation.pdf |  | JRC-FK
TSI |  |  | AirAssure | Y | optical | sensor system | PM2.5 | µg/m3 | N | black box | FIELD |  |  | 300 | 1 | hour | [16 empty] | Sensor | GRIMM | linear | 0.8299 | 2.4787 | 0.6797 |  |  |  |  | 99 |  | 16 | [35 empty] | AQ-SPEC | 1500 | USD | http://db-airmontech.jrc.ec.europa.eu/download/tsi-airassure---field-evaluation.pdf |  | JRC-FK
TSI |  |  | AirAssure | Y | optical | sensor system | PM2.5 | µg/m3 | N | black box | FIELD |  |  | 300 | 1 | hour | [16 empty] | Sensor | GRIMM | linear | 0.8466 | 0.8409 | 0.7033 |  |  |  |  | 99 |  | 18 | [35 empty] | AQ-SPEC | 1500 | USD | http://db-airmontech.jrc.ec.europa.eu/download/tsi-airassure---field-evaluation.pdf |  | JRC-FK
TSI |  |  | AirAssure | Y | optical | sensor system | PM2.5 | µg/m3 | N | black box | FIELD |  |  | 300 | 1 | hour | [16 empty] | Sensor | GRIMM | linear | 0.8297 | 0.7892 | 0.736 |  |  |  |  | 99 |  | 17 | [35 empty] | AQ-SPEC | 1500 | USD | http://db-airmontech.jrc.ec.europa.eu/download/tsi-airassure---field-evaluation.pdf |  | JRC-FK
TSI |  |  | AirAssure | Y | optical | sensor system | PM2.5 | µg/m3 | N | black box | FIELD |  |  | 300 | 24 | hour | [16 empty] | Sensor | GRIMM | linear | 0.8716 | 2.629 | 0.6768 |  |  |  |  | 99 |  | 16 | [35 empty] | AQ-SPEC | 1500 | USD | http://db-airmontech.jrc.ec.europa.eu/download/tsi-airassure---field-evaluation.pdf |  | JRC-FK
TSI |  |  | AirAssure | Y | optical | sensor system | PM2.5 | µg/m3 | N | black box | FIELD |  |  | 300 | 24 | hour | [16 empty] | Sensor | GRIMM | linear | 0.8779 | 0.9703 | 0.7064 |  |  |  |  | 99 |  | 18 | [35 empty] | AQ-SPEC | 1500 | USD | http://db-airmontech.jrc.ec.europa.eu/download/tsi-airassure---field-evaluation.pdf |  | JRC-FK
TSI |  |  | AirAssure | Y | optical | sensor system | PM2.5 | µg/m3 | N | black box | FIELD |  |  | 300 | 24 | hour | [16 empty] | Sensor | GRIMM | linear | 0.8632 | 0.9374 | 0.7403 |  |  |  |  | 99 |  | 17 | [35 empty] | AQ-SPEC | 1500 | USD | http://db-airmontech.jrc.ec.europa.eu/download/tsi-airassure---field-evaluation.pdf |  | JRC-FK
TSI |  |  | AirAssure | Y | optical | sensor system | PM2.5 | µg/m3 | N | black box | FIELD |  |  | 300 | 1 | hour | [16 empty] | Sensor | BAM | linear | 0.7647 | 2.1327 | 0.6852 |  |  |  |  | 99 |  | 16 | [35 empty] | AQ-SPEC | 1500 | USD | http://db-airmontech.jrc.ec.europa.eu/download/tsi-airassure---field-evaluation.pdf |  | JRC-FK
TSI |  |  | AirAssure | Y | optical | sensor system | PM2.5 | µg/m3 | N | black box | FIELD |  |  | 300 | 1 | hour | [16 empty] | Sensor | BAM | linear | 0.7734 | 0.5203 | 0.7062 |  |  |  |  | 99 |  | 18 | [35 empty] | AQ-SPEC | 1500 | USD | http://db-airmontech.jrc.ec.europa.eu/download/tsi-airassure---field-evaluation.pdf |  | JRC-FK
TSI |  |  | AirAssure | Y | optical | sensor system | PM2.5 | µg/m3 | N | black box | FIELD |  |  | 300 | 1 | hour | [16 empty] | Sensor | BAM | linear | 0.757 | 0.4767 | 0.7394 |  |  |  |  | 99 |  | 17 | [35 empty] | AQ-SPEC | 1500 | USD | http://db-airmontech.jrc.ec.europa.eu/download/tsi-airassure---field-evaluation.pdf |  | JRC-FK
TSI |  |  | AirAssure | Y | optical | sensor system | PM2.5 | µg/m3 | N | black box | FIELD |  |  | 300 | 24 | hour | [16 empty] | Sensor | BAM | linear | 0.8737 | 2.1322 | 0.6705 |  |  |  |  | 99 |  | 16 | [35 empty] | AQ-SPEC | 1500 | USD | http://db-airmontech.jrc.ec.europa.eu/download/tsi-airassure---field-evaluation.pdf |  | JRC-FK
TSI |  |  | AirAssure | Y | optical | sensor system | PM2.5 | µg/m3 | N | black box | FIELD |  |  | 300 | 24 | hour | [16 empty] | Sensor | BAM | linear | 0.8853 | 0.3528 | 0.7035 |  |  |  |  | 99 |  | 18 | [35 empty] | AQ-SPEC | 1500 | USD | http://db-airmontech.jrc.ec.europa.eu/download/tsi-airassure---field-evaluation.pdf |  | JRC-FK
TSI |  |  | AirAssure | Y | optical | sensor system | PM2.5 | µg/m3 | N | black box | FIELD |  |  | 300 | 24 | hour | [16 empty] | Sensor | BAM | linear | 0.8876 | 0.2103 | 0.7443 |  |  |  |  | 99 |  | 17 | [35 empty] | AQ-SPEC | 1500 | USD | http://db-airmontech.jrc.ec.europa.eu/download/tsi-airassure---field-evaluation.pdf |  | JRC-FK
TSI |  |  | AirAssure | Y | optical | sensor system | PM2.5 | µg/m3 | N | black box | LAB |  |  | 60 | 5 | min | [16 empty] | Sensor | GRIMM | linear | 0.99 | -5.37 | 0.5 |  |  |  |  | 97 | [37 empty] | AQ-SPEC | 1500 | USD | http://www.aqmd.gov/docs/default-source/aq-spec/laboratory-evaluations/tsi-airassure---lab-evaluation.pdf?sfvrsn=6 |  | JRC-FK
uHoo | Shinyei PPD42NS |  |  | Y | optical | sensor system | PM2.5 | µg/m3 | N | black box | FIELD |  |  | 60 | 1 | hour | [16 empty] | Sensor | BAM | linear | 0.008 | 31.649 | 0.0576 |  |  |  |  | 95 |  | 31 | [35 empty] | AQ-SPEC | 300 | USD | http://www.aqmd.gov/docs/default-source/aq-spec/field-evaluations/uhoo---field-evaluation.pdf?sfvrsn=12 |  | JRC-FK
uHoo | Shinyei PPD42NS |  |  | Y | optical | sensor system | PM2.5 | µg/m3 | N | black box | FIELD |  |  | 60 | 1 | hour | [16 empty] | Sensor | BAM | linear | 0.0006 | 19.311 | 0.0457 |  |  |  |  | 96 |  | 20 | [35 empty] | AQ-SPEC | 300 | USD | http://www.aqmd.gov/docs/default-source/aq-spec/field-evaluations/uhoo---field-evaluation.pdf?sfvrsn=12 |  | JRC-FK
uHoo | Shinyei PPD42NS |  |  | Y | optical | sensor system | PM2.5 | µg/m3 | N | black box | FIELD |  |  | 60 | 1 | hour | [16 empty] | Sensor | BAM | linear | 0.0002 | 19.786 | 0.0191 |  |  |  |  | 88 |  | 20 | [35 empty] | AQ-SPEC | 300 | USD | http://www.aqmd.gov/docs/default-source/aq-spec/field-evaluations/uhoo---field-evaluation.pdf?sfvrsn=12 |  | JRC-FK
Air Quality Egg | Spec Sensors | Air Quality Egg | Air Quality Egg v.2 (CO-NO2) | Y | Metal Oxide | sensor system | CO | ppm | N | black box | FIELD | rural |  | 60 | 5 | min | [16 empty] | Sensor | FRM | linear | 0.003 | 0.4134 | -0.1364 |  |  |  |  | 100 | [37 empty] | AQ-SPEC | 240 | USD | http://db-airmontech.jrc.ec.europa.eu/download/air-quality-egg-v2_co-no2---field-evaluation.pdf |  | JRC-FK
Air Quality Egg | Spec Sensors | Air Quality Egg | Air Quality Egg v.2 (CO-NO2) | Y | Metal Oxide | sensor system | CO | ppm | N | black box | FIELD | rural |  | 60 | 5 | min | [16 empty] | Sensor | FRM | linear | 0.0013 | 0.4121 | -0.0723 |  |  |  |  | 100 | [37 empty] | AQ-SPEC | 240 | USD | http://db-airmontech.jrc.ec.europa.eu/download/air-quality-egg-v2_co-no2---field-evaluation.pdf |  | JRC-FK
Air Quality Egg | Spec Sensors | Air Quality Egg | Air Quality Egg v.2 (CO-NO2) | Y | Metal Oxide | sensor system | CO | ppm | N | black box | FIELD | rural |  | 60 | 5 | min | [16 empty] | Sensor | FRM | linear | 0.0025 | 0.4129 | -0.088 |  |  |  |  | 100 | [37 empty] | AQ-SPEC | 240 | USD | http://db-airmontech.jrc.ec.europa.eu/download/air-quality-egg-v2_co-no2---field-evaluation.pdf |  | JRC-FK
Air Quality Egg | Spec Sensors | Air Quality Egg | Air Quality Egg v.2 (CO-NO2) | Y | Metal Oxide | sensor system | NO2 | ppb | N | black box | FIELD | rural |  | 60 | 5 | min | [16 empty] | Sensor | FRM | linear | 0.0277 | 20.345 | -0.5731 |  |  |  |  | 100 |  | 0 | [35 empty] | AQ-SPEC | 240 | USD | http://db-airmontech.jrc.ec.europa.eu/download/air-quality-egg-v2_co-no2---field-evaluation.pdf |  | JRC-FK
Air Quality Egg | Spec Sensors | Air Quality Egg | Air Quality Egg v.2 (CO-NO2) | Y | Metal Oxide | sensor system | NO2 | ppb | N | black box | FIELD | rural |  | 60 | 5 | min | [16 empty] | Sensor | FRM | linear | 0.0207 | 14.535 | 0.1351 |  |  |  |  | 100 |  | 41 | [35 empty] | AQ-SPEC | 240 | USD | http://db-airmontech.jrc.ec.europa.eu/download/air-quality-egg-v2_co-no2---field-evaluation.pdf |  | JRC-FK
Air Quality Egg | Spec Sensors | Air Quality Egg | Air Quality Egg v.2 (CO-NO2) | Y | Metal Oxide | sensor system | NO2 | ppb | N | black box | FIELD | rural |  | 60 | 5 | min | [16 empty] | Sensor | FRM | linear | 0.0095 | 14.868 | 0.0674 |  |  |  |  | 100 |  | 79 | [35 empty] | AQ-SPEC | 240 | USD | http://db-airmontech.jrc.ec.europa.eu/download/air-quality-egg-v2_co-no2---field-evaluation.pdf |  | JRC-FK
Air Quality Egg | SGX Sensortech MICS-4514 | Air Quality Egg | Air Quality Egg v.1 | Y | Metal Oxide | sensor system | CO | ppm | N | black box | FIELD | rural |  | 60 | 5 | min | [16 empty] | Sensor | FRM | linear | [45 empty] | AQ-SPEC | 200 | USD | http://db-airmontech.jrc.ec.europa.eu/download/air-quality-egg-v1---field-evaluation.pdf |  | JRC-FK
Air Quality Egg | SGX Sensortech MICS-4515 | Air Quality Egg | Air Quality Egg v.1 | Y | Metal Oxide | sensor system | CO | ppm | N | black box | FIELD | rural |  | 60 | 5 | min | [16 empty] | Sensor | FRM | linear | [45 empty] | AQ-SPEC | 200 | USD | http://db-airmontech.jrc.ec.europa.eu/download/air-quality-egg-v1---field-evaluation.pdf |  | JRC-FK
Air Quality Egg | SGX Sensortech MICS-4516 | Air Quality Egg | Air Quality Egg v.1 | Y | Metal Oxide | sensor system | CO | ppm | N | black box | FIELD | rural |  | 60 | 5 | min | [16 empty] | Sensor | FRM | linear | [45 empty] | AQ-SPEC | 200 | USD | http://db-airmontech.jrc.ec.europa.eu/download/air-quality-egg-v1---field-evaluation.pdf |  | JRC-FK
Air Quality Egg | SGX Sensortech MICS-4517 | Air Quality Egg | Air Quality Egg v.1 | Y | Metal Oxide | sensor system | NO2 | ppb | N | black box | FIELD | rural |  | 60 | 5 | min | [16 empty] | Sensor | FRM | linear | 0.402 | 15.173 | -0.1134 |  |  |  |  | 90 |  | 102 | [35 empty] | AQ-SPEC | 200 | USD | http://db-airmontech.jrc.ec.europa.eu/download/air-quality-egg-v1---field-evaluation.pdf |  | JRC-FK
Air Quality Egg | SGX Sensortech MICS-4518 | Air Quality Egg | Air Quality Egg v.1 | Y | Metal Oxide | sensor system | NO2 | ppb | N | black box | FIELD | rural |  | 60 | 5 | min | [16 empty] | Sensor | FRM | linear | 0.3974 | 14.893 | 0.0002 |  |  |  |  | 96 |  | 100 | [35 empty] | AQ-SPEC | 200 | USD | http://db-airmontech.jrc.ec.europa.eu/download/air-quality-egg-v1---field-evaluation.pdf |  | JRC-FK
Air Quality Egg | SGX Sensortech MICS-4519 | Air Quality Egg | Air Quality Egg v.1 | Y | Metal Oxide | sensor system | NO2 | ppb | N | black box | FIELD | rural |  | 60 | 5 | min | [16 empty] | Sensor | FRM | linear | 0.3381 | 14.002 | 0.0001 |  |  |  |  | 95 |  | 120 | [35 empty] | AQ-SPEC | 200 | USD | http://db-airmontech.jrc.ec.europa.eu/download/air-quality-egg-v1---field-evaluation.pdf |  | JRC-FK
AQMesh |  |  | AQMesh v.4.0 | Y | electrochemical | sensor system | CO | ppb | N | black box | FIELD |  |  | 900 | 15 | min | [16 empty] | Sensor | FRM | linear | 0.4158 | 223.36 | 0.3731 |  |  |  |  | 93 |  | 157 | [35 empty] | AQ-SPEC | 10000 | USD | http://db-airmontech.jrc.ec.europa.eu/download/aqmesh-(v-4-0)---field-evaluation.pdf |  | JRC-FK
AQMesh |  |  | AQMesh v.4.0 | Y | electrochemical | sensor system | CO | ppb | N | black box | FIELD |  |  | 900 | 15 | min | [16 empty] | Sensor | FRM | linear | 0.8087 | 196.16 | 0.5864 |  |  |  |  | 100 |  | 157 | [35 empty] | AQ-SPEC | 10000 | USD | http://db-airmontech.jrc.ec.europa.eu/download/aqmesh-(v-4-0)---field-evaluation.pdf |  | JRC-FK
AQMesh |  |  | AQMesh v.4.0 | Y | electrochemical | sensor system | CO | ppb | N | black box | FIELD |  |  | 900 | 15 | min | [16 empty] | Sensor | FRM | linear | 0.7928 | 206.39 | 0.6051 |  |  |  |  | 90 |  | 117 | [35 empty] | AQ-SPEC | 10000 | USD | http://db-airmontech.jrc.ec.europa.eu/download/aqmesh-(v-4-0)---field-evaluation.pdf |  | JRC-FK
AQMesh |  |  | AQMesh v.4.0 | Y | electrochemical | sensor system | NO2 | ppb | N | black box | FIELD |  |  | 900 | 15 | min | [16 empty] | Sensor | FRM | linear | 0.0439 | 7.1815 | 0.1555 |  |  |  |  | 93 |  | 10 | [35 empty] | AQ-SPEC | 10000 | USD | http://db-airmontech.jrc.ec.europa.eu/download/aqmesh-(v-4-0)---field-evaluation.pdf |  | JRC-FK
AQMesh |  |  | AQMesh v.4.0 | Y | electrochemical | sensor system | NO2 | ppb | N | black box | FIELD |  |  | 900 | 15 | min | [16 empty] | Sensor | FRM | linear | 0.4568 | 2.673 | 1.2113 |  |  |  |  | 100 |  | 5 | [35 empty] | AQ-SPEC | 10000 | USD | http://db-airmontech.jrc.ec.europa.eu/download/aqmesh-(v-4-0)---field-evaluation.pdf |  | JRC-FK
AQMesh |  |  | AQMesh v.4.0 | Y | electrochemical | sensor system | NO2 | ppb | N | black box | FIELD |  |  | 900 | 15 | min | [16 empty] | Sensor | FRM | linear | 0.1103 | 3.6067 | 0.3914 |  |  |  |  | 90 |  | 10 | [35 empty] | AQ-SPEC | 10000 | USD | http://db-airmontech.jrc.ec.europa.eu/download/aqmesh-(v-4-0)---field-evaluation.pdf |  | JRC-FK
Acrobotic | MICS-4514 |  | Smart Citizen Kit | Y | Metal Oxide | sensor system | CO | ppm | N | black box | FIELD |  |  | 60 | 5 | min | 0.4855 | -0.0743 | -0.2945 | 1.3282 |  |  |  | polynomial | CO=a1*Rs2+a2*Rs+a0 | [7 empty] | Sensor | FRM | [8 empty] | 96 |  | 0.56 | [35 empty] | AQ-SPEC | 200 | USD | http://db-airmontech.jrc.ec.europa.eu/download/smart-citizen-kit---field-evaluation.pdf |  | JRC-FK
Acrobotic | MICS-4514 |  | Smart Citizen Kit | Y | Metal Oxide | sensor system | CO | ppm | N | black box | FIELD |  |  | 60 | 5 | min | 0.8303 | 0.171 | -0.8806 | 0.0481 |  |  |  | polynomial | CO=a1*Rs2+a2*Rs+a0 | [7 empty] | Sensor | FRM | [8 empty] | 96 |  | 0.56 | [35 empty] | AQ-SPEC | 200 | USD | http://db-airmontech.jrc.ec.europa.eu/download/smart-citizen-kit---field-evaluation.pdf |  | JRC-FK
Acrobotic | MICS-4514 |  | Smart Citizen Kit | Y | Metal Oxide | sensor system | CO | ppm | N | black box | FIELD |  |  | 60 | 5 | min | 0.7751 | -0.033 | 0.1717 | 0.871 |  |  |  | polynomial | CO=a1*Rs2+a2*Rs+a0 | [7 empty] | Sensor | FRM | [8 empty] | 96 |  | 0.58 | [35 empty] | AQ-SPEC | 200 | USD | http://db-airmontech.jrc.ec.europa.eu/download/smart-citizen-kit---field-evaluation.pdf |  | JRC-FK
Acrobotic | MICS-4514 |  | Smart Citizen Kit | Y | Metal Oxide | sensor system | CO | ppm | N | black box | FIELD |  |  | 60 | 1 | hour | 0.487 | -0.0758 | -0.3303 | 1.3512 |  |  |  | polynomial | CO=a1*Rs2+a2*Rs+a0 | [7 empty] | Sensor | FRM | [8 empty] | 96 |  | 0.56 | [35 empty] | AQ-SPEC | 200 | USD | http://db-airmontech.jrc.ec.europa.eu/download/smart-citizen-kit---field-evaluation.pdf |  | JRC-FK
Acrobotic | MICS-4514 |  | Smart Citizen Kit | Y | Metal Oxide | sensor system | CO | ppm | N | black box | FIELD |  |  | 60 | 1 | hour | 0.8437 | 0.1693 | 0.8764 | 0.0577 |  |  |  | polynomial | CO=a1*Rs2+a2*Rs+a0 | [7 empty] | Sensor | FRM | [8 empty] | 96 |  | 0.56 | [35 empty] | AQ-SPEC | 200 | USD | http://db-airmontech.jrc.ec.europa.eu/download/smart-citizen-kit---field-evaluation.pdf |  | JRC-FK
Acrobotic | MICS-4514 |  | Smart Citizen Kit | Y | Metal Oxide | sensor system | CO | ppm | N | black box | FIELD |  |  | 60 | 1 | hour | 0.7939 | 0.0034 | 0.6935 | 0.6935 |  |  |  | polynomial | CO=a1*Rs2+a2*Rs+a0 | [7 empty] | Sensor | FRM | [8 empty] | 96 |  | 0.58 | [35 empty] | AQ-SPEC | 200 | USD | http://db-airmontech.jrc.ec.europa.eu/download/smart-citizen-kit---field-evaluation.pdf |  | JRC-FK
Acrobotic | MICS-4514 |  | Smart Citizen Kit | Y | Metal Oxide | sensor system | CO | ppm | N | black box | FIELD |  |  | 60 | 8 | hour | 0.4531 | -0.0571 | -0.5204 | 1.4293 |  |  |  | polynomial | CO=a1*Rs2+a2*Rs+a0 | [7 empty] | Sensor | FRM | [8 empty] | 96 |  | 0.56 | [35 empty] | AQ-SPEC | 200 | USD | http://db-airmontech.jrc.ec.europa.eu/download/smart-citizen-kit---field-evaluation.pdf |  | JRC-FK
Acrobotic | MICS-4514 |  | Smart Citizen Kit | Y | Metal Oxide | sensor system | CO | ppm | N | black box | FIELD |  |  | 60 | 8 | hour | 0.8205 | 0.1187 | 0.5324 | 0.4258 |  |  |  | polynomial | CO=a1*Rs2+a2*Rs+a0 | [7 empty] | Sensor | FRM | [8 empty] | 96 |  | 0.56 | [35 empty] | AQ-SPEC | 200 | USD | http://db-airmontech.jrc.ec.europa.eu/download/smart-citizen-kit---field-evaluation.pdf |  | JRC-FK
Acrobotic | MICS-4514 |  | Smart Citizen Kit | Y | Metal Oxide | sensor system | CO | ppm | N | black box | FIELD |  |  | 60 | 8 | hour | 0.771 | 0.0014 | 0.3249 | 0.7138 |  |  |  | polynomial | CO=a1*Rs2+a2*Rs+a0 | [7 empty] | Sensor | FRM | [8 empty] | 96 |  | 0.58 | [35 empty] | AQ-SPEC | 200 | USD | http://db-airmontech.jrc.ec.europa.eu/download/smart-citizen-kit---field-evaluation.pdf |  | JRC-FK
Spec Sensors |  | Developer Kit | Spec | Y | electrochemical | sensor system | CO | ppb | N | black box | FIELD |  |  | 60 | 5 | min | [16 empty] | Sensor | FRM | linear | 0.0628 | 596.21 | -0.1267 |  |  |  |  | 5.5 |  | 1050 | [35 empty] | AQ-SPEC | 500 | USD | http://db-airmontech.jrc.ec.europa.eu/download/spec-sensors---field-evaluation249fa8efc2b66f27bf6fff00004a91a9.pdf |  | JRC-FK
Spec Sensors |  | Developer Kit | Spec | Y | electrochemical | sensor system | CO | ppb | N | black box | FIELD |  |  | 60 | 5 | min | [16 empty] | Sensor | FRM | linear | 0.8397 | 170.6 | 0.6855 |  |  |  |  | 77.3 |  | 500 | [35 empty] | AQ-SPEC | 500 | USD | http://db-airmontech.jrc.ec.europa.eu/download/spec-sensors---field-evaluation249fa8efc2b66f27bf6fff00004a91a9.pdf |  | JRC-FK
Spec Sensors |  | Developer Kit | Spec | Y | electrochemical | sensor system | CO | ppb | N | black box | FIELD |  |  | 60 | 5 | min | [16 empty] | Sensor | FRM | linear | 0.0751 | 779.71 | 0.2104 |  |  |  |  | 10.2 |  | 650 | [35 empty] | AQ-SPEC | 500 | USD | http://db-airmontech.jrc.ec.europa.eu/download/spec-sensors---field-evaluation249fa8efc2b66f27bf6fff00004a91a9.pdf |  | JRC-FK
Spec Sensors |  | Developer Kit | Spec | Y | electrochemical | sensor system | CO | ppb | N | black box | FIELD |  |  | 60 | 5 | min | [16 empty] | Sensor | FRM | linear | 0.8779 | 120.46 | 0.7236 |  |  |  |  | 89.2 |  | 500 | [35 empty] | AQ-SPEC | 500 | USD | http://db-airmontech.jrc.ec.europa.eu/download/spec-sensors---field-evaluation249fa8efc2b66f27bf6fff00004a91a9.pdf |  | JRC-FK
Spec Sensors |  | Developer Kit | Spec | Y | electrochemical | sensor system | CO | ppb | N | black box | FIELD |  |  | 60 | 1 | hour | [16 empty] | Sensor | FRM | linear | 0.8726 | 170.33 | 0.6814 |  |  |  |  | 77.3 |  | 500 | [35 empty] | AQ-SPEC | 500 | USD | http://db-airmontech.jrc.ec.europa.eu/download/spec-sensors---field-evaluation249fa8efc2b66f27bf6fff00004a91a9.pdf |  | JRC-FK
Spec Sensors |  | Developer Kit | Spec | Y | electrochemical | sensor system | CO | ppb | N | black box | FIELD |  |  | 60 | 1 | hour | [16 empty] | Sensor | FRM | linear | 0.8988 | 124.51 | 0.7126 |  |  |  |  | 89.2 |  | 500 | [35 empty] | AQ-SPEC | 500 | USD | http://db-airmontech.jrc.ec.europa.eu/download/spec-sensors---field-evaluation249fa8efc2b66f27bf6fff00004a91a9.pdf |  | JRC-FK
Spec Sensors |  | Developer Kit | Spec | Y | electrochemical | sensor system | CO | ppb | N | black box | FIELD |  |  | 60 | 24 | hour | [16 empty] | Sensor | FRM | linear | 0.8926 | 132.59 | 0.688 |  |  |  |  | 77.3 |  | 500 | [35 empty] | AQ-SPEC | 500 | USD | http://db-airmontech.jrc.ec.europa.eu/download/spec-sensors---field-evaluation249fa8efc2b66f27bf6fff00004a91a9.pdf |  | JRC-FK
Spec Sensors |  | Developer Kit | Spec | Y | electrochemical | sensor system | CO | ppb | N | black box | FIELD |  |  | 60 | 24 | hour | [16 empty] | Sensor | FRM | linear | 0.9181 | 94.594 | 0.7484 |  |  |  |  | 89.2 |  | 500 | [35 empty] | AQ-SPEC | 500 | USD | http://db-airmontech.jrc.ec.europa.eu/download/spec-sensors---field-evaluation249fa8efc2b66f27bf6fff00004a91a9.pdf |  | JRC-FK
Spec Sensors |  | Developer Kit | Spec | Y | electrochemical | sensor system | NO2 | ppb | N | black box | FIELD |  |  | 60 | 5 | min | [16 empty] | Sensor | FRM | linear | 0.1379 | 28.252 | -0.3172 |  |  |  |  | 96.7 |  | 24 | [35 empty] | AQ-SPEC | 500 | USD | http://db-airmontech.jrc.ec.europa.eu/download/spec-sensors---field-evaluation249fa8efc2b66f27bf6fff00004a91a9.pdf |  | JRC-FK
Spec Sensors |  | Developer Kit | Spec | Y | electrochemical | sensor system | NO2 | ppb | N | black box | FIELD |  |  | 60 | 5 | min | [16 empty] | Sensor | FRM | linear | 0.1601 | 34.701 | -0.2835 |  |  |  |  | 99.5 |  | 55 | [35 empty] | AQ-SPEC | 500 | USD | http://db-airmontech.jrc.ec.europa.eu/download/spec-sensors---field-evaluation249fa8efc2b66f27bf6fff00004a91a9.pdf |  | JRC-FK
Spec Sensors |  | Developer Kit | Spec | Y | electrochemical | sensor system | NO2 | ppb | N | black box | FIELD |  |  | 60 | 5 | min | [16 empty] | Sensor | FRM | linear | 0.0004 | 6.1318 | -0.0094 |  |  |  |  | 0.4 |  | 17 | [35 empty] | AQ-SPEC | 500 | USD | http://db-airmontech.jrc.ec.europa.eu/download/spec-sensors---field-evaluation249fa8efc2b66f27bf6fff00004a91a9.pdf |  | JRC-FK
Spec Sensors |  | Developer Kit | Spec | Y | electrochemical | sensor system | NO2 | ppb | N | black box | FIELD |  |  | 60 | 5 | min | [16 empty] | Sensor | FRM | linear | 0.0586 | 27.758 | -0.1567 |  |  |  |  | 98.5 |  | 55 | [35 empty] | AQ-SPEC | 500 | USD | http://db-airmontech.jrc.ec.europa.eu/download/spec-sensors---field-evaluation249fa8efc2b66f27bf6fff00004a91a9.pdf |  | JRC-FK
UNITEC |  |  | SENS-IT | Y | Metal Oxide | sensor system | CO | ppm | N | black box | LAB |  |  | 60 | [18 empty] | Sensor | FRM | linear | 0.9877 | -3.6185 | 3.0707 | [37 empty] | YES |  | YES |  |  | AQ-SPEC | 2200 | USD | http://www.aqmd.gov/docs/default-source/aq-spec/laboratory-evaluations/unitec-sens-it-co---lab-evaluation.pdf?sfvrsn=8
UNITEC |  |  | SENS-IT | Y | Metal Oxide | sensor system | CO | ppm | N | black box | FIELD |  |  | 60 | 5 | min | 0.426 | 0.1956 | -6e-05 | 0.343 |  |  |  | polynomial | CO=a1*Rs2+a2*Rs+a0 | [7 empty] | Sensor | FRM | [8 empty] | 99 |  | 0.15 | [13 empty] | 36.5 -50 over 0-25 ppm | [21 empty] | AQ-SPEC | 2200 | USD | http://db-airmontech.jrc.ec.europa.eu/download/unitec-sens-it---field-evaluation.pdf |  | JRC-FK
UNITEC |  |  | SENS-IT | Y | Metal Oxide | sensor system | CO | ppm | N | black box | FIELD |  |  | 60 | 5 | min | 0.3431 | 0.2233 | 0.2085 | 0.1547 |  |  |  | polynomial | CO=a1*Rs2+a2*Rs+a0 | [7 empty] | Sensor | FRM | [8 empty] | 99 |  | 0.6 | [35 empty] | AQ-SPEC | 2200 | USD | http://db-airmontech.jrc.ec.europa.eu/download/unitec-sens-it---field-evaluation.pdf |  | JRC-FK
UNITEC |  |  | SENS-IT | Y | Metal Oxide | sensor system | CO | ppm | N | black box | FIELD |  |  | 60 | 5 | min | 0.3299 | 0.2289 | 0.2031 | 0.1667 |  |  |  | polynomial | CO=a1*Rs2+a2*Rs+a0 | [7 empty] | Sensor | FRM | [8 empty] | 99 |  | 0.6 | [35 empty] | AQ-SPEC | 2200 | USD | http://db-airmontech.jrc.ec.europa.eu/download/unitec-sens-it---field-evaluation.pdf |  | JRC-FK
UNITEC |  |  | SENS-IT | Y | Metal Oxide | sensor system | NO2 | ppb | N | black box | FIELD |  |  | 60 | 5 | min | 0.6017 | 2.2345 | 0.0012 | 0.1682 |  |  |  | polynomial | NO2=a1*Rs2+a2*Rs+a0 | [7 empty] | Sensor | FRM | [8 empty] | 99 |  | 21 | [35 empty] | AQ-SPEC | 2200 | USD | http://db-airmontech.jrc.ec.europa.eu/download/unitec-sens-it---field-evaluation.pdf |  | JRC-FK
UNITEC |  |  | SENS-IT | Y | Metal Oxide | sensor system | NO2 | ppb | N | black box | FIELD |  |  | 60 | 5 | min | 0.5678 | 2.2187 | 0.0012 | 0.1309 |  |  |  | polynomial | NO2=a1*Rs2+a2*Rs+a0 | [7 empty] | Sensor | FRM | [8 empty] | 99 |  | 25 | [35 empty] | AQ-SPEC | 2200 | USD | http://db-airmontech.jrc.ec.europa.eu/download/unitec-sens-it---field-evaluation.pdf |  | JRC-FK
UNITEC |  |  | SENS-IT | Y | Metal Oxide | sensor system | NO2 | ppb | N | black box | FIELD |  |  | 60 | 5 | min | 0.6207 | 1.2418 | 0.001 | 0.1689 |  |  |  | polynomial | NO2=a1*Rs2+a2*Rs+a0 | [7 empty] | Sensor | FRM | [8 empty] | 99 |  | 26 | [35 empty] | AQ-SPEC | 2200 | USD | http://db-airmontech.jrc.ec.europa.eu/download/unitec-sens-it---field-evaluation.pdf |  | JRC-FK
UNITEC |  |  | SENS-IT | Y | Metal Oxide | sensor system | NO2 | ppb | N | black box | FIELD |  |  | 60 | 1 | hour | 0.628 | 2.2107 | 0.0011 | 0.1727 |  |  |  | polynomial | NO2=a1*Rs2+a2*Rs+a0 | [7 empty] | Sensor | FRM | [8 empty] | 99 |  | 21 | [35 empty] | AQ-SPEC | 2200 | USD | http://db-airmontech.jrc.ec.europa.eu/download/unitec-sens-it---field-evaluation.pdf |  | JRC-FK
UNITEC |  |  | SENS-IT | Y | Metal Oxide | sensor system | NO2 | ppb | N | black box | FIELD |  |  | 60 | 1 | hour | 0.5977 | 2.2026 | 0.0012 | 0.1327 |  |  |  | polynomial | NO2=a1*Rs2+a2*Rs+a0 | [7 empty] | Sensor | FRM | [8 empty] | 99 |  | 25 | [35 empty] | AQ-SPEC | 2200 | USD | http://db-airmontech.jrc.ec.europa.eu/download/unitec-sens-it---field-evaluation.pdf |  | JRC-FK
UNITEC |  |  | SENS-IT | Y | Metal Oxide | sensor system | NO2 | ppb | N | black box | FIELD |  |  | 60 | 1 | hour | 0.6475 | 1.217 | 0.0009 | 0.172 |  |  |  | polynomial | NO2=a1*Rs2+a2*Rs+a0 | [7 empty] | Sensor | FRM | [8 empty] | 99 |  | 26 | [35 empty] | AQ-SPEC | 2200 | USD | http://db-airmontech.jrc.ec.europa.eu/download/unitec-sens-it---field-evaluation.pdf |  | JRC-FK
Vaisala |  |  | AQT410 v.1.11 | Y | electrochemical | sensor system | CO | ppm | N | black box | FIELD |  |  | 60 | 5 | min | [16 empty] | Sensor | FRM | linear | 0.2832 | 0.2416 | 0.6047 |  |  |  |  | 71 |  | 0.1 | [35 empty] | AQ-SPEC | 3700 | USD | http://www.aqmd.gov/docs/default-source/aq-spec/field-evaluations/vaisala---field-evaluation.pdf?sfvrsn=14 |  | JRC-FK
Vaisala |  |  | AQT410 v.1.11 | Y | electrochemical | sensor system | CO | ppm | N | black box | FIELD |  |  | 60 | 5 | min | [16 empty] | Sensor | FRM | linear | 0.3136 | 0.2377 | 0.7756 |  |  |  |  | 71 |  | 0.07 | [35 empty] | AQ-SPEC | 3700 | USD | http://www.aqmd.gov/docs/default-source/aq-spec/field-evaluations/vaisala---field-evaluation.pdf?sfvrsn=14 |  | JRC-FK
Vaisala |  |  | AQT410 v.1.11 | Y | electrochemical | sensor system | CO | ppm | N | black box | FIELD |  |  | 60 | 5 | min | [16 empty] | Sensor | FRM | linear | 0.2867 | 0.2433 | 0.572 |  |  |  |  | 71 |  | 0.12 | [35 empty] | AQ-SPEC | 3700 | USD | http://www.aqmd.gov/docs/default-source/aq-spec/field-evaluations/vaisala---field-evaluation.pdf?sfvrsn=14 |  | JRC-FK
Vaisala |  |  | AQT410 v.1.11 | Y | electrochemical | sensor system | NO2 | ppb | N | black box | FIELD |  |  | 60 | 5 | min | [16 empty] | Sensor | FRM | linear | 0.00743 | 0.0104 | -0.0166 |  |  |  |  | 85 |  | 0.15 | [35 empty] | AQ-SPEC | 3700 | USD | http://www.aqmd.gov/docs/default-source/aq-spec/field-evaluations/vaisala---field-evaluation.pdf?sfvrsn=14 |  | JRC-FK
Vaisala |  |  | AQT410 v.1.11 | Y | electrochemical | sensor system | NO2 | ppb | N | black box | FIELD |  |  | 60 | 5 | min | [16 empty] | Sensor | FRM | linear | 0.00717 | 0.0104 | -0.0205 |  |  |  |  | 85 |  | 0.14 | [35 empty] | AQ-SPEC | 3700 | USD | http://www.aqmd.gov/docs/default-source/aq-spec/field-evaluations/vaisala---field-evaluation.pdf?sfvrsn=14 |  | JRC-FK
Vaisala |  |  | AQT410 v.1.11 | Y | electrochemical | sensor system | NO2 | ppb | N | black box | FIELD |  |  | 60 | 5 | min | [16 empty] | Sensor | FRM | linear | 0.0821 | 0.0105 | -0.0142 |  |  |  |  | 85 |  | 0.16 | [35 empty] | AQ-SPEC | 3700 | USD | http://www.aqmd.gov/docs/default-source/aq-spec/field-evaluations/vaisala---field-evaluation.pdf?sfvrsn=14 |  | JRC-FK
Vaisala |  |  | AQT410 v.1.15 | Y | electrochemical | sensor system | CO | ppm | N | black box | FIELD |  |  | 60 | 5 | min | [16 empty] | Sensor | FRM | linear | 0.8026 | 0.233 | 0.9572 |  |  |  |  | 96 |  | 0.2 | [35 empty] | AQ-SPEC | 3700 | USD | http://www.aqmd.gov/aq-spec/evaluations/summary |  | JRC-FK
Vaisala |  |  | AQT410 v.1.15 | Y | electrochemical | sensor system | CO | ppm | N | black box | FIELD |  |  | 60 | 5 | min | [16 empty] | Sensor | FRM | linear | 0.8219 | 0.2417 | 0.8902 |  |  |  |  | 96 |  | 0.21 | [35 empty] | AQ-SPEC | 3700 | USD | http://www.aqmd.gov/aq-spec/evaluations/summary |  | JRC-FK
Vaisala |  |  | AQT410 v.1.15 | Y | electrochemical | sensor system | CO | ppm | N | black box | FIELD |  |  | 60 | 5 | min | [16 empty] | Sensor | FRM | linear | 0.8297 | 0.2316 | 1.0079 |  |  |  |  | 96 |  | 0.19 | [35 empty] | AQ-SPEC | 3700 | USD | http://www.aqmd.gov/aq-spec/evaluations/summary |  | JRC-FK
Vaisala |  |  | AQT410 v.1.15 | Y | electrochemical | sensor system | CO | ppm | N | black box | FIELD |  |  | 60 | 1 | hour | [16 empty] | Sensor | FRM | linear | 0.85 | 0.2315 | 0.9802 |  |  |  |  | 96 |  | 0.2 | [35 empty] | AQ-SPEC | 3700 | USD | http://www.aqmd.gov/aq-spec/evaluations/summary |  | JRC-FK
Vaisala |  |  | AQT410 v.1.15 | Y | electrochemical | sensor system | CO | ppm | N | black box | FIELD |  |  | 60 | 1 | hour | [16 empty] | Sensor | FRM | linear | 0.8721 | 0.2377 | 0.9134 |  |  |  |  | 96 |  | 0.21 | [35 empty] | AQ-SPEC | 3700 | USD | http://www.aqmd.gov/aq-spec/evaluations/summary |  | JRC-FK
Vaisala |  |  | AQT410 v.1.15 | Y | electrochemical | sensor system | CO | ppm | N | black box | FIELD |  |  | 60 | 1 | hour | [16 empty] | Sensor | FRM | linear | 0.8746 | 0.2305 | 1.0267 |  |  |  |  | 96 |  | 0.19 | [35 empty] | AQ-SPEC | 3700 | USD | http://www.aqmd.gov/aq-spec/evaluations/summary |  | JRC-FK
Vaisala |  |  | AQT410 v.1.15 | Y | electrochemical | sensor system | CO | ppm | N | black box | FIELD |  |  | 60 | 24 | hour | [16 empty] | Sensor | FRM | linear | 0.8367 | 0.2432 | 0.9015 |  |  |  |  | 96 |  | 0.2 | [35 empty] | AQ-SPEC | 3700 | USD | http://www.aqmd.gov/aq-spec/evaluations/summary |  | JRC-FK
Vaisala |  |  | AQT410 v.1.15 | Y | electrochemical | sensor system | CO | ppm | N | black box | FIELD |  |  | 60 | 24 | hour | [16 empty] | Sensor | FRM | linear | 0.8166 | 0.2491 | 0.8211 |  |  |  |  | 96 |  | 0.21 | [35 empty] | AQ-SPEC | 3700 | USD | http://www.aqmd.gov/aq-spec/evaluations/summary |  | JRC-FK
Vaisala |  |  | AQT410 v.1.15 | Y | electrochemical | sensor system | CO | ppm | N | black box | FIELD |  |  | 60 | 24 | hour | [16 empty] | Sensor | FRM | linear | 0.86123 | 0.2504 | 0.9105 |  |  |  |  | 96 |  | 0.19 | [35 empty] | AQ-SPEC | 3700 | USD | http://www.aqmd.gov/aq-spec/evaluations/summary |  | JRC-FK
Vaisala |  |  | AQT410 v.1.15 | Y | electrochemical | sensor system | NO2 | ppb | N | black box | FIELD |  |  | 60 | 5 | min | [16 empty] | Sensor | FRM | linear | 0.5447 | -0.319 | 0.5114 |  |  |  |  | 96 |  | 29 | [35 empty] | AQ-SPEC | 3700 | USD | http://www.aqmd.gov/aq-spec/evaluations/summary |  | JRC-FK
Vaisala |  |  | AQT410 v.1.15 | Y | electrochemical | sensor system | NO2 | ppb | N | black box | FIELD |  |  | 60 | 5 | min | [16 empty] | Sensor | FRM | linear | 0.4372 | 1.6073 | 0.3927 |  |  |  |  | 96 |  | 29 | [35 empty] | AQ-SPEC | 3700 | USD | http://www.aqmd.gov/aq-spec/evaluations/summary |  | JRC-FK
Vaisala |  |  | AQT410 v.1.15 | Y | electrochemical | sensor system | NO2 | ppb | N | black box | FIELD |  |  | 60 | 5 | min | [16 empty] | Sensor | FRM | linear | 0.6051 | -1.7053 | 0.5 |  |  |  |  | 96 |  | 29.5 | [35 empty] | AQ-SPEC | 3700 | USD | http://www.aqmd.gov/aq-spec/evaluations/summary |  | JRC-FK
Vaisala |  |  | AQT410 v.1.15 | Y | electrochemical | sensor system | NO2 | ppb | N | black box | FIELD |  |  | 60 | 1 | hour | [16 empty] | Sensor | FRM | linear | 0.5643 | -0.3845 | 0.5203 |  |  |  |  | 96 |  | 29 | [35 empty] | AQ-SPEC | 3700 | USD | http://www.aqmd.gov/aq-spec/evaluations/summary |  | JRC-FK
Vaisala |  |  | AQT410 v.1.15 | Y | electrochemical | sensor system | NO2 | ppb | N | black box | FIELD |  |  | 60 | 1 | hour | [16 empty] | Sensor | FRM | linear | 0.4497 | 1.6573 | 0.3988 |  |  |  |  | 96 |  | 29 | [35 empty] | AQ-SPEC | 3700 | USD | http://www.aqmd.gov/aq-spec/evaluations/summary |  | JRC-FK
Vaisala |  |  | AQT410 v.1.15 | Y | electrochemical | sensor system | NO2 | ppb | N | black box | FIELD |  |  | 60 | 1 | hour | [16 empty] | Sensor | FRM | linear | 0.6225 | -1.8693 | 0.508 |  |  |  |  | 96 |  | 29.5 | [35 empty] | AQ-SPEC | 3700 | USD | http://www.aqmd.gov/aq-spec/evaluations/summary |  | JRC-FK
Vaisala |  |  | AQT410 v.1.15 | Y | electrochemical | sensor system | NO2 | ppb | N | black box | FIELD |  |  | 60 | 24 | hour | [16 empty] | Sensor | FRM | linear | 0.4275 | 4.3265 | 0.3246 |  |  |  |  | 96 |  | 29 | [35 empty] | AQ-SPEC | 3700 | USD | http://www.aqmd.gov/aq-spec/evaluations/summary |  | JRC-FK
Vaisala |  |  | AQT410 v.1.15 | Y | electrochemical | sensor system | NO2 | ppb | N | black box | FIELD |  |  | 60 | 24 | hour | [16 empty] | Sensor | FRM | linear | 0.2954 | 6.318 | 0.2212 |  |  |  |  | 96 |  | 29 | [35 empty] | AQ-SPEC | 3700 | USD | http://www.aqmd.gov/aq-spec/evaluations/summary |  | JRC-FK
Vaisala |  |  | AQT410 v.1.15 | Y | electrochemical | sensor system | NO2 | ppb | N | black box | FIELD |  |  | 60 | 24 | hour | [16 empty] | Sensor | FRM | linear | 0.4973 | 2.5653 | 0.345 |  |  |  |  | 96 |  | 29.5 | [35 empty] | AQ-SPEC | 3700 | USD | http://www.aqmd.gov/aq-spec/evaluations/summary |  | JRC-FK
Shinyei |  | CAIRSENSE | PMS-SYS-1 | Y | optical | OEM | PM2.5 | µg/m3 | Y | black box | FIELD |  |  |  | 12 | hour | 0.43 | 11.3 | 0.78 | -0.04 | -0.0112 |  |  | MLR | PM2.5=a0+a1*Rs+a2*RH+a3*day |  |  | RH |  |  |  | day | Sensor | FEM | linear | 0.36 | 0.748 | 0.72 | [6 empty] | 12.18 | [12 empty] | 0.69 | [22 empty] | Jiao et al. 2016 |  |  | http://db-airmontech.jrc.ec.europa.eu/download/Jiao%20et%20al_2016_Community%20Air%20Sensor%20Network%20(CAIRSENSE)%20project.pdf |  | JRC-FK
Dylos |  | CAIRSENSE | DC1100 | Y | optical | sensor system | PM2.5-0.5 | pt 0.01cf−1 | Y | black box | FIELD |  |  |  | 12 | hour | [16 empty] | Sensor | BAM | linear | 0.33 | 8.08 | 0.0086 | [6 empty] | 11.71 | [12 empty] | 0.83 | [19 empty] | YES |  |  | Jiao et al. 2016 | 300 | USD | http://db-airmontech.jrc.ec.europa.eu/download/Jiao%20et%20al_2016_Community%20Air%20Sensor%20Network%20(CAIRSENSE)%20project.pdf |  | JRC-FK
Dylos |  | CAIRSENSE | DC1100 PRO | Y | optical | sensor system | PM2.5-0.5 | pt 0.01cf−1 | Y | black box | FIELD |  |  |  | 12 | hour | 0.6 | 14.8 | 0.00164 | -0.0751 | -0.035 |  |  | MLR | PM2.5=a0+a1*Rs+a2*RH+a3*day |  |  | RH |  |  |  | day | Sensor | BAM | linear | 0.45 | 7.2 | 0.0015 | [6 empty] | 11.67 | [12 empty] | 0.77 | [19 empty] | YES |  |  | Jiao et al. 2016 | 300 | USD | http://db-airmontech.jrc.ec.europa.eu/download/Jiao%20et%20al_2016_Community%20Air%20Sensor%20Network%20(CAIRSENSE)%20project.pdf |  | JRC-FK
Dylos |  | CAIRSENSE | DC1100 PRO | Y | optical | sensor system | PM2.5-0.5 | pt 0.01cf−1 | Y | black box | FIELD |  |  |  | 12 | hour | [16 empty] | Sensor | BAM | linear | 0.4 | 7.78 | 0.0013 | [6 empty] | 11.64 | [12 empty] | 0.85 | [19 empty] | YES |  |  | Jiao et al. 2016 | 300 | USD | http://db-airmontech.jrc.ec.europa.eu/download/Jiao%20et%20al_2016_Community%20Air%20Sensor%20Network%20(CAIRSENSE)%20project.pdf |  | JRC-FK
HabitatMap | Shineyi PPD60PV | CAIRSENSE | AirBeam | Y | optical | sensor system | PM2.5 | hppcf | Y | black box | FIELD |  |  |  | 12 | hour | [16 empty] | Sensor | BAM | linear | 0.42 | 5.24 | 0.002 | [6 empty] | 11.2 | [12 empty] | 0.62 | [22 empty] | Jiao et al. 2016 |  |  | http://db-airmontech.jrc.ec.europa.eu/download/Jiao%20et%20al_2016_Community%20Air%20Sensor%20Network%20(CAIRSENSE)%20project.pdf |  | JRC-FK
HabitatMap | Shineyi PPD60PV | CAIRSENSE | AirBeam | Y | optical | sensor system | PM2.5 | hppcf | Y | black box | FIELD |  |  |  | 12 | hour | 0.5 | 12.2 | 0.00203 | -0.0693 | -0.016 |  |  | MLR | NO2=a0+a1*Rs+a2*T+a3*RH |  | T | RH |  |  |  |  | Sensor | BAM | linear | 0.43 | 6.01 | 0.0018 | [6 empty] | 11.48 | [12 empty] | 0.58 | [22 empty] | Jiao et al. 2016 |  |  | http://db-airmontech.jrc.ec.europa.eu/download/Jiao%20et%20al_2016_Community%20Air%20Sensor%20Network%20(CAIRSENSE)%20project.pdf |  | JRC-FK
HabitatMap | Shineyi PPD60PV | CAIRSENSE | AirBeam | Y | optical | sensor system | PM2.5 | hppcf | Y | black box | FIELD |  |  |  | 12 | hour | [16 empty] | Sensor | BAM | linear | 0.43 | 6.4 | 0.0017 | [6 empty] | 11.45 | [12 empty] | 0.61 | [22 empty] | Jiao et al. 2016 |  |  | http://db-airmontech.jrc.ec.europa.eu/download/Jiao%20et%20al_2016_Community%20Air%20Sensor%20Network%20(CAIRSENSE)%20project.pdf |  | JRC-FK
Environement S.A. | CairPol | CAIRSENSE | Cairclip NO2 | Y | electrochemical | sensor system | NO2 | ppb | Y | black box | FIELD |  |  |  | 1 | hour | 0.81 | 26.2 | 1.18 | -0.483 | -0.129 |  |  | MLR | Rs(NO2)=Rs-O3; NO2=a0+a1*Rs+a2*T+a3*RH |  | T | RH |  |  |  |  | Sensor | FEM | linear | 0.57 | 11.391 | 0.955 | [6 empty] | 11.6 | [12 empty] | 40 | [17 empty] | YES |  | YES |  |  | Jiao et al. 2016 |  |  | http://db-airmontech.jrc.ec.europa.eu/download/Jiao%20et%20al_2016_Community%20Air%20Sensor%20Network%20(CAIRSENSE)%20project.pdf |  | JRC-FK
AQMesh |  | CAIRSENSE | AQMesh v.3.0 | Y | electrochemical | sensor system | CO | ppb | Y | black box | FIELD |  |  |  | 1 | hour | 0.75 | -0.0709 | 0.000888 | 0.002252 |  |  |  | MLR | CO=a0+a1*Rs+a2*day | [6 empty] | day | Sensor | FEM | linear | 0.63 | 0.0695 | 0.000809 | [6 empty] | 0.3272 | [12 empty] | 0.7 | [22 empty] | Jiao et al. 2016 |  |  | http://db-airmontech.jrc.ec.europa.eu/download/Jiao%20et%20al_2016_Community%20Air%20Sensor%20Network%20(CAIRSENSE)%20project.pdf |  | JRC-FK
AQMesh |  | CAIRSENSE | AQMesh v.3.0 | Y | electrochemical | sensor system | CO | ppb | Y | black box | FIELD |  |  |  | 1 | hour | [16 empty] | Sensor | FEM | linear | 0.68 | 0.0512 | 0.000799 | [6 empty] | 0.3272 | [12 empty] | 0.68 | [22 empty] | Jiao et al. 2016 |  |  | http://db-airmontech.jrc.ec.europa.eu/download/Jiao%20et%20al_2016_Community%20Air%20Sensor%20Network%20(CAIRSENSE)%20project.pdf |  | JRC-FK
Alphasense |  | NO2-B42F (688150) | NO2-B42F | N | electrochemical | sensor system | NO2 | ppb | N | black box | LAB |  | <25 |  | 900 | sec | 0.98 | -1.02 | 1.22 |  |  |  |  | linear | [8 empty] | REF | Sensor | [10 empty] | 0.46 | 10 | 63 | [8 empty] | 2.8 | SD | [5 empty] | 2.7 | [16 empty] | significant change during 6 months | Castell et all. 2017 |  |  | http://db-airmontech.jrc.ec.europa.eu/download/1-s2.0-S0160412016309989-main.pdf |  | JRC-FK
Alphasense |  |  | CO-B4 (688150) | Y | electrochemical | sensor system | CO | ppb | N | black box | LAB |  | <15 |  | 900 | sec | 0.98 | 0.07 | 0.86 |  |  |  |  | linear | [8 empty] | REF | Sensor | [10 empty] | 0.44 | 10 | 63 | [5 empty] | -0.034 |  |  | 25 | SD (ppb) | [5 empty] | 21 | [16 empty] | 6 months - significant change | Castell et all. 2017 |  |  | http://db-airmontech.jrc.ec.europa.eu/download/1-s2.0-S0160412016309989-main.pdf | cross sensitivity come from Lewis et al. 2016 | JRC-FK
Alphasense |  | NO2-B42F (864150) | NO2-B42F | N | electrochemical | sensor system | NO2 | ppb | N | black box | LAB |  | <25 |  | 900 | sec | 0.922 | 3.85 | 1.21 |  |  |  |  | linear | [8 empty] | REF | Sensor | [10 empty] | 0.46 | 10 | 63 | [8 empty] | 2.8 | SD | [5 empty] | 2.7 | [16 empty] | significant change during 6 months | Castell et all. 2017 |  |  | http://db-airmontech.jrc.ec.europa.eu/download/1-s2.0-S0160412016309989-main.pdf |  | JRC-FK
Alphasense |  | NO2-B42F (688150) | NO2-B42F | N | electrochemical | sensor system | NO2 | ppb | N | black box | FIELD | urban | <25 |  | 900 | sec | 0.423 | 3.8 | 0.38 |  |  |  |  | linear | [8 empty] | REF | Sensor |  |  |  |  | 30.27 | [5 empty] | 0.46 | [10 empty] | 2.8 | SD | [5 empty] | 2.7 | [16 empty] | significant change during 6 months | Castell et all. 2017 |  |  | http://db-airmontech.jrc.ec.europa.eu/download/1-s2.0-S0160412016309989-main.pdf |  | JRC-FK
Alphasense |  | CO-B4 (688150) |  | N | electrochemical | sensor system | CO | ppb | N | black box | FIELD | urban | <15 |  | 900 | sec | 0.336 | 166 | 0.88 |  |  |  |  | linear | [8 empty] | REF | Sensor |  |  |  |  | 170.99 | [5 empty] | 0.44 | [7 empty] | -0.034 |  |  | 25 | SD (ppb) | [5 empty] | 21 | [16 empty] | 6 months - significant change | Castell et all. 2017 |  |  | http://db-airmontech.jrc.ec.europa.eu/download/1-s2.0-S0160412016309989-main.pdf | cross sensitivity come from Lewis et al. 2016 | JRC-FK
Alphasense |  | NO2-B42F (864150) | NO2-B42F | Y | electrochemical | sensor system | NO2 | ppb | N | black box | FIELD | urban | <25 |  | 900 | sec | 0.09 | 16 | 0.2 |  |  |  |  | linear | [8 empty] | REF | Sensor | [10 empty] | 0.46 | [10 empty] | 2.8 | SD | [5 empty] | 2.7 | [16 empty] | significant change during 6 months | Castell et all. 2017 |  |  | http://db-airmontech.jrc.ec.europa.eu/download/1-s2.0-S0160412016309989-main.pdf |  | JRC-FK
Environement S.A. | CairPol |  | Cariclip NO2 ANA (filtered) | Y | electrochemical | OEM | NO2 | ppb | Y | open source | LAB |  | 2305 | [12 empty] | O3 | [6 empty] | REF | Sensor | linear | 0.9992 | [9 empty] | 22 | 60 |  |  | -0.007 | -0.001 | -0.01 |  | 0.093 | -0.057 | 1.7 | SD | [5 empty] | 0.9 |  |  |  |  | 4.8 |  | 1.6 | < -0.065 | [9 empty] | Spinelle et al. 2015 (a) |  |  | http://db-airmontech.jrc.ec.europa.eu/download/Published%20proceedings_corrected.pdf |  | JRC-FK
Alphasense |  |  | NO2-B4 | N | electrochemical | OEM | NO2 | ppb | Y | open source | LAB |  | 78 | [12 empty] | O3 | [6 empty] | REF | Sensor | linear | 0.9996 | [9 empty] | 22 | 60 |  |  | -0.032 | < -1.3e-03 | 1.5 |  | 0.47 | 0.13 | 2.9 | SD | [5 empty] | 8.6 |  |  |  |  | 11.5 |  | 3.2 | < -0.497 |  |  |  |  | YES |  | YES |  |  | Spinelle et al. 2015 (a) |  |  | http://db-airmontech.jrc.ec.europa.eu/download/Published%20proceedings_corrected.pdf |  | JRC-FK
CityTechnology |  |  | NO2 3E50 |  | electrochemical | OEM | NO2 | ppb | Y | open source | LAB |  | 98 |  |  |  | 0.9997 | [8 empty] | O3 | [19 empty] | 22 | 60 |  |  | -0.0016 | -0.013 | 1.5 |  | 0.16 | 0.062 | 0.8 | SD | [5 empty] | 0.5 |  |  |  |  | 2.3 |  | 1.2 | < -0.196 | [9 empty] | Spinelle et al. 2015 (a) |  |  | http://db-airmontech.jrc.ec.europa.eu/download/Published%20proceedings_corrected.pdf |  | JRC-FK
Alphasense |  |  | NO2-B4 | N | electrochemical | OEM | NO2 | ppb | Y | open source | FIELD | semi-rural |  |  |  |  | 0.108 | [6 empty] | linear | Rs=a1*NO2+a0 | [7 empty] | REF | Sensor | linear | 0.009 | 522.71 | -73.28 | [42 empty] | Spinelle et at. 2015 Part A (b) |  |  | http://db-airmontech.jrc.ec.europa.eu/download/Spinelle%20et%20al_2015_Field%20calibration%20of%20a%20cluster%20of%20low-cost%20available%20sensors%20for%20air%20quality.pdf |  | JRC-FK
Alphasense |  |  | NO2-B4 | N | electrochemical | OEM | NO2 | ppb | Y | open source | FIELD | semi-rural |  |  |  |  | 0.23 | [6 empty] | linear | Rs=a1*NO2+a0 | [7 empty] | REF | Sensor | linear | 0.002 | 991.24 | -139.52 | [42 empty] | Spinelle et at. 2015 Part A (b) |  |  | http://db-airmontech.jrc.ec.europa.eu/download/Spinelle%20et%20al_2015_Field%20calibration%20of%20a%20cluster%20of%20low-cost%20available%20sensors%20for%20air%20quality.pdf |  | JRC-FK
Alphasense |  |  | NO2-B4 | N | electrochemical | OEM | NO2 | ppb | Y | open source | FIELD | semi-rural |  |  |  |  | 0.351 | [6 empty] | MLR | Rs=a1*NO2+a2*O3+a3*T+a4*RH+a0 | O3 | T | RH |  |  |  |  | REF | Sensor | linear | 0.026 | -108.36 | 17.07 | [42 empty] | Spinelle et at. 2015 Part A (b) |  |  | http://db-airmontech.jrc.ec.europa.eu/download/Spinelle%20et%20al_2015_Field%20calibration%20of%20a%20cluster%20of%20low-cost%20available%20sensors%20for%20air%20quality.pdf |  | JRC-FK
Alphasense |  |  | NO2-B4 | N | electrochemical | OEM | NO2 | ppb | Y | open source | FIELD | semi-rural |  |  |  |  | 0.679 | [6 empty] | MLR | Rs=a1*NO2+a2*O3+a3*T+a4*RH+a0 | O3 | T | RH |  |  |  |  | REF | Sensor | linear | 0.086 | -33.59 | 6.96 | [42 empty] | Spinelle et at. 2015 Part A (b) |  |  | http://db-airmontech.jrc.ec.europa.eu/download/Spinelle%20et%20al_2015_Field%20calibration%20of%20a%20cluster%20of%20low-cost%20available%20sensors%20for%20air%20quality.pdf |  | JRC-FK
CityTechnology |  |  | NO2 3E50 |  | electrochemical | OEM | NO2 | ppb | Y | open source | FIELD | semi-rural |  |  |  |  | 0.001 | [6 empty] | linear | Rs=a1*NO2+a0 | [7 empty] | REF | Sensor | linear | 0.068 | 1727 | -247.53 | [42 empty] | Spinelle et at. 2015 Part A (b) |  |  | http://db-airmontech.jrc.ec.europa.eu/download/Spinelle%20et%20al_2015_Field%20calibration%20of%20a%20cluster%20of%20low-cost%20available%20sensors%20for%20air%20quality.pdf |  | JRC-FK
CityTechnology |  |  | NO2 3E50 |  | electrochemical | OEM | NO2 | ppb | Y | open source | FIELD | semi-rural |  |  |  |  | 0.002 | [6 empty] | linear | Rs=a1*NO2+a0 | [7 empty] | REF | Sensor | linear | 0.51 | -1977.94 | 280.68 | [42 empty] | Spinelle et at. 2015 Part A (b) |  |  | http://db-airmontech.jrc.ec.europa.eu/download/Spinelle%20et%20al_2015_Field%20calibration%20of%20a%20cluster%20of%20low-cost%20available%20sensors%20for%20air%20quality.pdf |  | JRC-FK
CityTechnology |  |  | NO2 3E50 |  | electrochemical | OEM | NO2 | ppb | Y | open source | FIELD | semi-rural |  |  |  |  | 0.768 | [6 empty] | MLR | Rs=a1*NO2+a2*O3+a3*T+a4*RH+a0 | O3 | T | RH |  |  |  |  | REF | Sensor | linear | 0.078 | -78.28 | 1.097 | [42 empty] | Spinelle et at. 2015 Part A (b) |  |  | http://db-airmontech.jrc.ec.europa.eu/download/Spinelle%20et%20al_2015_Field%20calibration%20of%20a%20cluster%20of%20low-cost%20available%20sensors%20for%20air%20quality.pdf |  | JRC-FK
CityTechnology |  |  | NO2 3E50 |  | electrochemical | OEM | NO2 | ppb | Y | open source | FIELD | semi-rural |  |  |  |  | 0.562 | [6 empty] | MLR | Rs=a1*NO2+a2*O3+a3*T+a4*RH+a0 | O3 | T | RH |  |  |  |  | REF | Sensor | linear | 0.062 | -108.18 | 16.01 | [42 empty] | Spinelle et at. 2015 Part A (b) |  |  | http://db-airmontech.jrc.ec.europa.eu/download/Spinelle%20et%20al_2015_Field%20calibration%20of%20a%20cluster%20of%20low-cost%20available%20sensors%20for%20air%20quality.pdf |  | JRC-FK
SGX-Sensotech | e2V, MiCS |  | MiCS-2710 |  | Metal Oxide | OEM | NO2 | ppb | Y | open source | FIELD | semi-rural |  |  |  |  | 0.206 | [6 empty] | linear | Rs=a1*NO2+a0 | [7 empty] | REF | Sensor | linear | 0.131 | 8.13 | -58.83 | [42 empty] | Spinelle et at. 2015 Part A (b) | 7 | USD | http://db-airmontech.jrc.ec.europa.eu/download/Spinelle%20et%20al_2015_Field%20calibration%20of%20a%20cluster%20of%20low-cost%20available%20sensors%20for%20air%20quality.pdf |  | JRC-FK
SGX-Sensotech | e2V, MiCS |  | MiCS-2710 |  | Metal Oxide | OEM | NO2 | ppb | Y | open source | FIELD | semi-rural |  |  |  |  | 0.2 | [6 empty] | linear | Rs=a1*NO2+a0 | [7 empty] | REF | Sensor | linear | 0.126 | 8.48 | -56.45 | [42 empty] | Spinelle et at. 2015 Part A (b) | 7 | USD | http://db-airmontech.jrc.ec.europa.eu/download/Spinelle%20et%20al_2015_Field%20calibration%20of%20a%20cluster%20of%20low-cost%20available%20sensors%20for%20air%20quality.pdf |  | JRC-FK
SGX-Sensotech | e2V, MiCS |  | MICS-4514 |  | Metal Oxide | OEM | NO2 | ppb | Y | open source | FIELD | semi-rural |  |  |  |  | 0.168 | [6 empty] | linear | Rs=a1*NO2+a0 | [7 empty] | REF | Sensor | linear | 0.016 | 56.37 | -378.51 | [42 empty] | Spinelle et at. 2015 Part A (b) |  |  | http://db-airmontech.jrc.ec.europa.eu/download/Spinelle%20et%20al_2015_Field%20calibration%20of%20a%20cluster%20of%20low-cost%20available%20sensors%20for%20air%20quality.pdf |  | JRC-FK
SGX-Sensotech | e2V, MiCS |  | MICS-4514 |  | Metal Oxide | OEM | NO2 | ppb | Y | open source | FIELD | semi-rural |  |  |  |  | 0.269 | [6 empty] | linear | Rs=a1*NO2+a0 | [7 empty] | REF | Sensor | linear | 0.203 | 6.18 | -40 | [42 empty] | Spinelle et at. 2015 Part A (b) |  |  | http://db-airmontech.jrc.ec.europa.eu/download/Spinelle%20et%20al_2015_Field%20calibration%20of%20a%20cluster%20of%20low-cost%20available%20sensors%20for%20air%20quality.pdf |  | JRC-FK
SGX-Sensotech | e2V, MiCS |  | MiCS-2710 |  | Metal Oxide | OEM | NO2 | ppb | Y | open source | FIELD | semi-rural |  |  |  |  | 0.745 | [6 empty] | MLR | Rs=a1*NO2+a2*O3+a3*T+a0 | O3 | T | [5 empty] | REF | Sensor | linear | 0.021 | 3176.44 | -477.45 | [42 empty] | Spinelle et at. 2015 Part A (b) | 7 | USD | http://db-airmontech.jrc.ec.europa.eu/download/Spinelle%20et%20al_2015_Field%20calibration%20of%20a%20cluster%20of%20low-cost%20available%20sensors%20for%20air%20quality.pdf |  | JRC-FK
SGX-Sensotech | e2V, MiCS |  | MiCS-2710 |  | Metal Oxide | OEM | NO2 | ppb | Y | open source | FIELD | semi-rural |  |  |  |  | 0.744 | [6 empty] | MLR | Rs=a1*NO2+a2*O3+a3*T+a0 | O3 | T | [5 empty] | REF | Sensor | linear | 0.063 | -207890.74 | 31407.64 | [42 empty] | Spinelle et at. 2015 Part A (b) | 7 | USD | http://db-airmontech.jrc.ec.europa.eu/download/Spinelle%20et%20al_2015_Field%20calibration%20of%20a%20cluster%20of%20low-cost%20available%20sensors%20for%20air%20quality.pdf |  | JRC-FK
SGX-Sensotech | e2V, MiCS |  | MICS-4514 |  | Metal Oxide | OEM | NO2 | ppb | Y | open source | FIELD | semi-rural |  |  |  |  | 0.525 | [6 empty] | MLR | Rs=a1*NO2+a2*O3+a3*NO+a4*T+a0 | O3 | T |  | NO |  |  |  | REF | Sensor | linear | 0.01 | -3970.53 | 577.84 | [42 empty] | Spinelle et at. 2015 Part A (b) |  |  | http://db-airmontech.jrc.ec.europa.eu/download/Spinelle%20et%20al_2015_Field%20calibration%20of%20a%20cluster%20of%20low-cost%20available%20sensors%20for%20air%20quality.pdf |  | JRC-FK
SGX-Sensotech | e2V, MiCS |  | MICS-4514 |  | Metal Oxide | OEM | NO2 | ppb | Y | open source | FIELD | semi-rural |  |  |  |  | 0.786 | [6 empty] | MLR | Rs=a1*NO2+a2*O3+a3*NO+a4*T+a0 | O3 | T |  | NO |  |  |  | REF | Sensor | linear | 0.016 | 5692.9 | -852.21 | [42 empty] | Spinelle et at. 2015 Part A (b) |  |  | http://db-airmontech.jrc.ec.europa.eu/download/Spinelle%20et%20al_2015_Field%20calibration%20of%20a%20cluster%20of%20low-cost%20available%20sensors%20for%20air%20quality.pdf |  | JRC-FK
Environement S.A. | CairPol |  | Cariclip NO2 ANA (filtered) | Y | electrochemical | OEM | NO2 | ppb | Y | open source | FIELD | semi-rural |  |  |  |  | 0.465 | [6 empty] | linear | Rs=a1*NO2+a0 | [7 empty] | REF | Sensor | linear | 0.004 | 438.99 | -60.94 | [42 empty] | Spinelle et at. 2015 Part A (b) |  |  | http://db-airmontech.jrc.ec.europa.eu/download/Spinelle%20et%20al_2015_Field%20calibration%20of%20a%20cluster%20of%20low-cost%20available%20sensors%20for%20air%20quality.pdf |  | JRC-FK
Environement S.A. | CairPol |  | Cariclip NO2 ANA (filtered) | Y | electrochemical | OEM | NO2 | ppb | Y | open source | FIELD | semi-rural |  |  |  |  | 0.24 | [6 empty] | linear | Rs=a1*NO2+a0 | [7 empty] | REF | Sensor | linear | 0.036 | 229.86 | -29.14 | [42 empty] | Spinelle et at. 2015 Part A (b) |  |  | http://db-airmontech.jrc.ec.europa.eu/download/Spinelle%20et%20al_2015_Field%20calibration%20of%20a%20cluster%20of%20low-cost%20available%20sensors%20for%20air%20quality.pdf |  | JRC-FK
Environement S.A. | CairPol |  | Cariclip NO2 ANA (filtered) | Y | electrochemical | OEM | NO2 | ppb | Y | open source | FIELD | semi-rural |  |  |  |  | 0.745 | [6 empty] | MLR | Rs=a1*NO2+a2*O3+a0 | O3 | [6 empty] | REF | Sensor | linear | 0.021 | 16.17 | -97.84 | [42 empty] | Spinelle et at. 2015 Part A (b) |  |  | http://db-airmontech.jrc.ec.europa.eu/download/Spinelle%20et%20al_2015_Field%20calibration%20of%20a%20cluster%20of%20low-cost%20available%20sensors%20for%20air%20quality.pdf |  | JRC-FK
Environement S.A. | CairPol |  | Cariclip NO2 ANA (filtered) | Y | electrochemical | OEM | NO2 | ppb | Y | open source | FIELD | semi-rural |  |  |  |  | 0.585 | [6 empty] | MLR | Rs=a1*NO2+a2*O3+a0 | O3 | [6 empty] | REF | Sensor | linear | 0.004 | 32.5 | -205.92 | [42 empty] | Spinelle et at. 2015 Part A (b) |  |  | http://db-airmontech.jrc.ec.europa.eu/download/Spinelle%20et%20al_2015_Field%20calibration%20of%20a%20cluster%20of%20low-cost%20available%20sensors%20for%20air%20quality.pdf |  | JRC-FK
Figaro |  |  | TGS-5042 |  | electrochemical | OEM | CO | ppm | Y | open source | FIELD | semi-rural | < 60 |  |  |  | 0.3 | [6 empty] | linear | Rs=a1*CO+a0 | [7 empty] | REF | Sensor | linear | 0.136 | 2.24 | 13.1 | [42 empty] | Spinelle et at. 2015 Part B |  |  | http://db-airmontech.jrc.ec.europa.eu/download/1-s2.0-S092540051631070X-main.pdf |  | JRC-FK
Figaro |  |  | TGS-5042 |  | electrochemical | OEM | CO | ppm | Y | open source | FIELD | semi-rural | < 60 |  |  |  | 0.17 | [6 empty] | linear | Rs=a1*CO+a0 | [7 empty] | REF | Sensor | linear | 0.151 | 3.39 | 17.7 | [42 empty] | Spinelle et at. 2015 Part B |  |  | http://db-airmontech.jrc.ec.europa.eu/download/1-s2.0-S092540051631070X-main.pdf |  | JRC-FK
Figaro |  |  | TGS-5042 |  | electrochemical | OEM | CO | ppm | Y | open source | FIELD | semi-rural | < 60 |  |  |  | 0.27 | [6 empty] | MLR | Rs=a1*CO+a2*T+a3*RH+a0 |  | T | RH |  |  |  |  | REF | Sensor | linear | 0.022 | -11.08 | 57.6 | [42 empty] | Spinelle et at. 2015 Part B |  |  | http://db-airmontech.jrc.ec.europa.eu/download/1-s2.0-S092540051631070X-main.pdf |  | JRC-FK
Figaro |  |  | TGS-5042 |  | electrochemical | OEM | CO | ppm | Y | open source | FIELD | semi-rural | < 60 |  |  |  | 0.3 | [6 empty] | MLR | Rs=a1*CO+a2*T+a3*RH+a0 |  | T | RH |  |  |  |  | REF | Sensor | linear | 0.036 | 8.15 | -39 | [42 empty] | Spinelle et at. 2015 Part B |  |  | http://db-airmontech.jrc.ec.europa.eu/download/1-s2.0-S092540051631070X-main.pdf |  | JRC-FK
e2V |  |  | MICS-4514 |  | Metal Oxide | OEM | CO | ppm | Y | open source | FIELD | semi-rural |  |  |  |  | 0.78 | [6 empty] | linear | Rs=a1*CO+a0 | [7 empty] | REF | Sensor | linear | 0.066 | -1.48 | 9.64 | [42 empty] | Spinelle et at. 2015 Part B |  |  | http://db-airmontech.jrc.ec.europa.eu/download/1-s2.0-S092540051631070X-main.pdf |  | JRC-FK
e2V |  |  | MICS-4514 |  | Metal Oxide | OEM | CO | ppm | Y | open source | FIELD | semi-rural |  |  |  |  | 0.78 | [6 empty] | linear | Rs=a1*CO+a0 | [7 empty] | REF | Sensor | linear | 0.067 | -1.76 | 11.03 | [42 empty] | Spinelle et at. 2015 Part B |  |  | http://db-airmontech.jrc.ec.europa.eu/download/1-s2.0-S092540051631070X-main.pdf |  | JRC-FK
e2V |  |  | MICS-4514 |  | Metal Oxide | OEM | CO | ppm | Y | open source | FIELD | semi-rural |  |  |  |  | 0.76 | [6 empty] | MLR | Rs=a1*CO+a2*T+a3*RH+a0 |  | T | RH |  |  |  |  | REF | Sensor | linear | 0.035 | -2.92 | 17.19 | [42 empty] | Spinelle et at. 2015 Part B |  |  | http://db-airmontech.jrc.ec.europa.eu/download/1-s2.0-S092540051631070X-main.pdf |  | JRC-FK
e2V |  |  | MICS-4514 |  | Metal Oxide | OEM | CO | ppm | Y | open source | FIELD | semi-rural |  |  |  |  | 0.77 | [6 empty] | MLR | Rs=a1*CO+a2*T+a3*RH+a0 |  | T | RH |  |  |  |  | REF | Sensor | linear | 0.047 | -2.59 | 15.19 | [42 empty] | Spinelle et at. 2015 Part B |  |  | http://db-airmontech.jrc.ec.europa.eu/download/1-s2.0-S092540051631070X-main.pdf |  | JRC-FK
Perkin Elmer |  |  | ELM |  | electrochemical | sensor system | NO2 | ppb | N | black box | FIELD | [21 empty] | CAPS | Sensor | linear | 0.004 | 18.552 | 0.808 | [8 empty] | > 92% (spike) | [33 empty] | Williams et al. 2014(a) --EPA/600/R-15/314 ¦ November 2015 | < 2500 | USD | http://db-airmontech.jrc.ec.europa.eu/download/SPECKANDELMEVAL-EPAREPORT-NOVEMBER2-2015.PDF |  | JRC-FK
Carnegie Mellon |  |  | Speck |  | optical | sensor system | PM2.5 | µg/m3 | N | black box | FIELD | [21 empty] | GRIMM | Sensor | linear | 0.039 | 2.76 | 0.146 | [42 empty] | Williams et al. 2014(a) --EPA/600/R-15/314 ¦ November 2015 | < 2500 | USD | http://db-airmontech.jrc.ec.europa.eu/download/SPECKANDELMEVAL-EPAREPORT-NOVEMBER2-2015.PDF | temperature related correction | JRC-FK
AirBase |  |  | CanarIT |  | optical | sensor system | PM | µg/m3 | N | black box | FIELD |  |  | 20 | 24 | hour | [16 empty] | GRIMM | Sensor | linear | 0.0394 | 6.5448 | -0.1023 | [42 empty] | Williams et al. 2014(b) --EPA/600/R-14/464 ¦ December 2014 | 1500 | USD | http://db-airmontech.jrc.ec.europa.eu/download/PMSENSOREVALUATIONREPORTEPA-600-R-14-464.PDF |  | JRC-FK
AirBase |  |  | CanarIT |  | optical | sensor system | PM | µg/m3 | N | black box | FIELD |  |  | 20 | 5 | min | [16 empty] | GRIMM | Sensor | linear | 0.0044 | 6.4979 | -0.1013 | [42 empty] | Williams et al. 2014(b) --EPA/600/R-14/464 ¦ December 2014 | 1500 | USD | http://db-airmontech.jrc.ec.europa.eu/download/PMSENSOREVALUATIONREPORTEPA-600-R-14-464.PDF |  | JRC-FK
Environement S.A. | CairPol |  | CairClip PM2.5 |  | optical | sensor system | PM2.5 | µg/m3 | N | black box | FIELD |  |  | 60 | 24 | hour | [16 empty] | GRIMM | Sensor | linear | 0.0117 | 0.1311 | -0.0053 | [7 empty] | > 19.8 | > 95% (spike) | [33 empty] | Williams et al. 2014(b) --EPA/600/R-14/464 ¦ December 2014 |  |  | http://db-airmontech.jrc.ec.europa.eu/download/PMSENSOREVALUATIONREPORTEPA-600-R-14-464.PDF |  | JRC-FK
Environement S.A. | CairPol |  | CairClip PM2.5 |  | optical | sensor system | PM2.5 | µg/m3 | N | black box | FIELD |  |  | 60 | 5 | min | [16 empty] | GRIMM | Sensor | linear | 0.0637 | 2.6107 | -0.2289 | [7 empty] | > 19.8 | > 95% (spike) | [33 empty] | Williams et al. 2014(b) --EPA/600/R-14/464 ¦ December 2014 |  |  | http://db-airmontech.jrc.ec.europa.eu/download/PMSENSOREVALUATIONREPORTEPA-600-R-14-464.PDF |  | JRC-FK
Carnegie Mellon |  |  | Speck |  | optical | sensor system | PM | counts | N | black box | FIELD |  |  | 1 | 24 | hour | [16 empty] | GRIMM | Sensor | linear | 0.0342 | 119.11 | -6.5434 | [8 empty] | > 95% (spike) | [33 empty] | Williams et al. 2014(b) --EPA/600/R-14/464 ¦ December 2014 | 150 | USD | http://db-airmontech.jrc.ec.europa.eu/download/PMSENSOREVALUATIONREPORTEPA-600-R-14-464.PDF |  | JRC-FK
Carnegie Mellon |  |  | Speck |  | optical | sensor system | PM | counts | N | black box | FIELD |  |  | 1 | 5 | min | [16 empty] | GRIMM | Sensor | linear | 1e-05 | 6.7895 | 0.0599 | [8 empty] | > 95% (spike) | [33 empty] | Williams et al. 2014(b) --EPA/600/R-14/464 ¦ December 2014 | 150 | USD | http://db-airmontech.jrc.ec.europa.eu/download/PMSENSOREVALUATIONREPORTEPA-600-R-14-464.PDF |  | JRC-FK
Dylos |  |  | DC1100 |  | optical | sensor system | PM2.5-0.5 | counts | N | black box | FIELD |  |  | 60 | 24 | hour | [16 empty] | GRIMM | Sensor | linear | 0.533 | 86531 | 21562 | [8 empty] | > 95% (increase) | [28 empty] | YES |  | NO |  |  | Williams et al. 2014(b) --EPA/600/R-14/464 ¦ December 2014 | 300 | USD | http://db-airmontech.jrc.ec.europa.eu/download/PMSENSOREVALUATIONREPORTEPA-600-R-14-464.PDF |  | JRC-FK
Dylos |  |  | DC1100 |  | optical | sensor system | PM2.5-0.5 | counts | N | black box | FIELD |  |  | 60 | 5 | min | [16 empty] | GRIMM | Sensor | linear | 0.5483 | 51574 | 21368 | [8 empty] | > 95% (increase) | [28 empty] | YES |  | NO |  |  | Williams et al. 2014(b) --EPA/600/R-14/464 ¦ December 2014 | 300 | USD | http://db-airmontech.jrc.ec.europa.eu/download/PMSENSOREVALUATIONREPORTEPA-600-R-14-464.PDF |  | JRC-FK
Met One |  |  | Met One - 831 |  | optical | sensor system | PM10 | µg/m3 | N | black box | FIELD |  |  | 60 | 24 | hour | [16 empty] | GRIMM | Sensor | linear | 0.2307 | -0.1285 | 0.1301 | [8 empty] | > 90% (spike) | [33 empty] | Williams et al. 2014(b) --EPA/600/R-14/464 ¦ December 2014 | 2050 | USD | http://db-airmontech.jrc.ec.europa.eu/download/PMSENSOREVALUATIONREPORTEPA-600-R-14-464.PDF |  | JRC-FK
Met One |  |  | Met One - 831 |  | optical | sensor system | PM10 | µg/m3 | N | black box | FIELD |  |  | 60 | 5 | min | [16 empty] | GRIMM | Sensor | linear | 0.6368 | -0.0562 | 0.057 | [8 empty] | > 90% (spike) | [33 empty] | Williams et al. 2014(b) --EPA/600/R-14/464 ¦ December 2014 | 2050 | USD | http://db-airmontech.jrc.ec.europa.eu/download/PMSENSOREVALUATIONREPORTEPA-600-R-14-464.PDF |  | JRC-FK
Met One |  |  | Met One - 831 |  | optical | sensor system | PM10 | counts | N | black box | FIELD |  |  | 60 | 5 | min | [16 empty] | GRIMM | Sensor | linear | 0.7729 | -0.008 | 0.0493 | [8 empty] | > 90% (spike) | [33 empty] | Williams et al. 2014(b) --EPA/600/R-14/464 ¦ December 2014 | 2050 | USD | http://db-airmontech.jrc.ec.europa.eu/download/PMSENSOREVALUATIONREPORTEPA-600-R-14-464.PDF |  | JRC-FK
RTI |  |  | MicroPEM |  | optical | sensor system | PM2.5 | µg/m3 | N | black box | FIELD |  |  | 10 | 5 | min | [16 empty] | GRIMM | Sensor | linear | 0.573 | 3.778 | 1.1198 | [8 empty] | > 94% (spike) | [33 empty] | Williams et al. 2014(b) --EPA/600/R-14/464 ¦ December 2014 | 200 | USD | http://db-airmontech.jrc.ec.europa.eu/download/PMSENSOREVALUATIONREPORTEPA-600-R-14-464.PDF |  | JRC-FK
RTI |  |  | MicroPEM |  | optical | sensor system | PM2.5 | µg/m3 | N | black box | FIELD |  |  | 10 | 5 | min | [16 empty] | GRIMM | Sensor | linear | 0.7951 | -0.0068 | 1.2038 | [8 empty] | > 94% (spike) | [33 empty] | Williams et al. 2014(b) --EPA/600/R-14/464 ¦ December 2014 | 200 | USD | http://db-airmontech.jrc.ec.europa.eu/download/PMSENSOREVALUATIONREPORTEPA-600-R-14-464.PDF |  | JRC-FK
RTI |  |  | MicroPEM |  | optical | sensor system | PM2.5 | µg/m3 | N | black box | FIELD |  |  | 10 | 5 | min | [16 empty] | GRIMM | Sensor | linear | 0.7186 | -8.491 | 1.1094 | [8 empty] | > 94% (spike) | [33 empty] | Williams et al. 2014(b) --EPA/600/R-14/464 ¦ December 2014 | 200 | USD | http://db-airmontech.jrc.ec.europa.eu/download/PMSENSOREVALUATIONREPORTEPA-600-R-14-464.PDF |  | JRC-FK
RTI |  |  | MicroPEM |  | optical | sensor system | PM2.5 | µg/m3 | N | black box | FIELD |  |  | 10 | 5 | min | [16 empty] | GRIMM | Sensor | linear | 0.8713 | -7.5874 | 1.496 | [8 empty] | > 94% (spike) | [33 empty] | Williams et al. 2014(b) --EPA/600/R-14/464 ¦ December 2014 | 200 | USD | http://db-airmontech.jrc.ec.europa.eu/download/PMSENSOREVALUATIONREPORTEPA-600-R-14-464.PDF |  | JRC-FK
RTI |  |  | MicroPEM |  | optical | sensor system | PM2.5 | µg/m3 | N | black box | FIELD |  |  | 10 | 5 | min | [16 empty] | GRIMM | Sensor | linear | 0.8758 | -2.1549 | 1.3772 | [8 empty] | > 94% (spike) | [33 empty] | Williams et al. 2014(b) --EPA/600/R-14/464 ¦ December 2014 | 200 | USD | http://db-airmontech.jrc.ec.europa.eu/download/PMSENSOREVALUATIONREPORTEPA-600-R-14-464.PDF |  | JRC-FK
RTI |  |  | MicroPEM |  | optical | sensor system | PM2.5 | µg/m3 | N | black box | FIELD |  |  | 10 | 5 | min | [16 empty] | GRIMM | Sensor | linear | 0.8036 | -1.4041 | 1.1638 | [8 empty] | > 94% (spike) | [33 empty] | Williams et al. 2014(b) --EPA/600/R-14/464 ¦ December 2014 | 200 | USD | http://db-airmontech.jrc.ec.europa.eu/download/PMSENSOREVALUATIONREPORTEPA-600-R-14-464.PDF |  | JRC-FK
RTI |  |  | MicroPEM |  | optical | sensor system | PM2.5 | µg/m3 | N | black box | FIELD |  |  | 10 | 5 | min | [16 empty] | GRIMM | Sensor | linear | 0.7294 | -9.3819 | 1.4734 | [8 empty] | > 94% (spike) | [33 empty] | Williams et al. 2014(b) --EPA/600/R-14/464 ¦ December 2014 | 200 | USD | http://db-airmontech.jrc.ec.europa.eu/download/PMSENSOREVALUATIONREPORTEPA-600-R-14-464.PDF |  | JRC-FK
RTI |  |  | MicroPEM |  | optical | sensor system | PM2.5 | µg/m3 | N | black box | FIELD |  |  | 10 | 5 | min | [16 empty] | GRIMM | Sensor | linear | 0.6246 | -2.1884 | 1.619 | [8 empty] | > 94% (spike) | [33 empty] | Williams et al. 2014(b) --EPA/600/R-14/464 ¦ December 2014 | 200 | USD | http://db-airmontech.jrc.ec.europa.eu/download/PMSENSOREVALUATIONREPORTEPA-600-R-14-464.PDF |  | JRC-FK
RTI |  |  | MicroPEM |  | optical | sensor system | PM2.5 | µg/m3 | N | black box | FIELD |  |  | 10 | 5 | min | [16 empty] | GRIMM | Sensor | linear | 0.572 | -2.8132 | 1.2934 | [8 empty] | > 94% (spike) | [33 empty] | Williams et al. 2014(b) --EPA/600/R-14/464 ¦ December 2014 | 200 | USD | http://db-airmontech.jrc.ec.europa.eu/download/PMSENSOREVALUATIONREPORTEPA-600-R-14-464.PDF |  | JRC-FK
Sensaris |  |  | Eco PM |  | optical | sensor system | PM1 | µg/m3 | N | black box | FIELD |  |  | 60 | 30 | sec | [16 empty] | GRIMM | Sensor | linear | 0.315 | 0.0037 | 0.034 | [42 empty] | Williams et al. 2014(b) --EPA/600/R-14/464 ¦ December 2014 |  |  | http://db-airmontech.jrc.ec.europa.eu/download/PMSENSOREVALUATIONREPORTEPA-600-R-14-464.PDF |  | JRC-FK
Shinyei |  |  | PMS-SYS-1 | Y | optical | OEM | PM2.5 | µg/m3 | N | black box | FIELD |  |  | 1 | 5 | min | [16 empty] | GRIMM | Sensor | linear | 0.0033 | 5.2302 | 0.0659 | [8 empty] | > 95% (spike) | [33 empty] | Williams et al. 2014(b) --EPA/600/R-14/464 ¦ December 2014 | 1000 | USD | http://db-airmontech.jrc.ec.europa.eu/download/PMSENSOREVALUATIONREPORTEPA-600-R-14-464.PDF |  | JRC-FK
Shinyei |  |  | PMS-SYS-1 | Y | optical | OEM | PM2.5 | µg/m3 | N | black box | FIELD |  |  | 1 | 5 | min | [16 empty] | GRIMM | Sensor | linear | 0.1516 | 2.756 | 0.2917 | [8 empty] | > 95% (spike) | [33 empty] | Williams et al. 2014(b) --EPA/600/R-14/464 ¦ December 2014 | 1000 | USD | http://db-airmontech.jrc.ec.europa.eu/download/PMSENSOREVALUATIONREPORTEPA-600-R-14-464.PDF |  | JRC-FK
AGT |  |  | AGT ATS-35 NO2 |  | Metal Oxide | sensor system | NO2 | ppb | N | black box | LAB |  | 60 | [22 empty] | 0.9972 | [16 empty] | 19 ppb NO2 at > 200 ppb SO2 |  |  | 1.2 | SD | [5 empty] | 15 |  |  |  | ppb | [13 empty] | Williams et al. 2014(c) -- EPA 600/R-14/143 ¦ May 2014 |  |  | http://db-airmontech.jrc.ec.europa.eu/download/SENSOR.pdf |  | JRC-FK
AGT |  |  | AGT ATS-35 NO2 |  | Metal Oxide | sensor system | NO2 | ppb | N | black box | LAB |  | 60 | [22 empty] | 0.9919 | [19 empty] | 6.4 | SD | [5 empty] | 13.6 |  |  |  | ppb | [13 empty] | Williams et al. 2014(c) -- EPA 600/R-14/143 ¦ May 2014 |  |  | http://db-airmontech.jrc.ec.europa.eu/download/SENSOR.pdf |  | JRC-FK
AGT |  |  | AGT ATS-35 NO2 |  | Metal Oxide | sensor system | NO2 | ppb | N | black box | LAB |  | 60 | [22 empty] | 0.9937 | [19 empty] | 7.4 | SD | [5 empty] | 17.7 |  |  |  | ppb | [13 empty] | Williams et al. 2014(c) -- EPA 600/R-14/143 ¦ May 2014 |  |  | http://db-airmontech.jrc.ec.europa.eu/download/SENSOR.pdf |  | JRC-FK
AGT |  |  | AGT ATS-35 NO2 |  | Metal Oxide | sensor system | NO2 | ppb | N | black box | LAB |  | 60 | [22 empty] | 0.9917 | [19 empty] | 7.5 | SD | [5 empty] | 10.2 |  |  |  | ppb | [13 empty] | Williams et al. 2014(c) -- EPA 600/R-14/143 ¦ May 2014 |  |  | http://db-airmontech.jrc.ec.europa.eu/download/SENSOR.pdf |  | JRC-FK
AirCasting |  |  | AirCasting NO2 |  | Metal Oxide | sensor system | NO2 | ppb | N | black box | LAB | [24 empty] | 0.9846 | [27 empty] | 11.6 |  | 3 | ppb | [13 empty] | Williams et al. 2014(c) -- EPA 600/R-14/143 ¦ May 2014 |  |  | http://db-airmontech.jrc.ec.europa.eu/download/SENSOR.pdf |  | JRC-FK
Environement S.A. | CairPol |  | CairClip NO2 |  | electrochemical | OEM | NO2 | ppb | N | black box | LAB | [24 empty] | 0.9968 | [27 empty] | 7 |  | 3.8 | ppb | [13 empty] | Williams et al. 2014(c) -- EPA 600/R-14/143 ¦ May 2014 |  |  | http://db-airmontech.jrc.ec.europa.eu/download/SENSOR.pdf |  | JRC-FK
Environement S.A. | CairPol |  | CairClip NO2 |  | electrochemical | OEM | NO2 | ppb | N | black box | LAB | [24 empty] | 0.9978 | [27 empty] | 0 |  | 2.9 | ppb | [13 empty] | Williams et al. 2014(c) -- EPA 600/R-14/143 ¦ May 2014 |  |  | http://db-airmontech.jrc.ec.europa.eu/download/SENSOR.pdf |  | JRC-FK
Environement S.A. | CairPol |  | CairClip NO2 |  | electrochemical | OEM | NO2 | ppb | N | black box | LAB | [24 empty] | 0.9975 | [27 empty] | 8.6 |  | 4.2 | ppb | [13 empty] | Williams et al. 2014(c) -- EPA 600/R-14/143 ¦ May 2014 |  |  | http://db-airmontech.jrc.ec.europa.eu/download/SENSOR.pdf |  | JRC-FK
Environement S.A. | CairPol |  | CairClip NO2 |  | electrochemical | OEM | NO2 | ppb | N | black box | LAB | [24 empty] | 0.9896 | [27 empty] | 8.3 |  | 9.3 | ppb | [13 empty] | Williams et al. 2014(c) -- EPA 600/R-14/143 ¦ May 2014 |  |  | http://db-airmontech.jrc.ec.europa.eu/download/SENSOR.pdf |  | JRC-FK
Alphasense |  | CitiSense | NO2-A1 | N | electrochemical | OEM | NO2 | ppb | N | black box | LAB | [24 empty] | 0.9772 | [16 empty] | 34.2ppb @ > 200ppb SO2 |  |  | 4.6 | SD | [5 empty] | 7.7 | [12 empty] | YES |  |  |  |  | Williams et al. 2014(c) -- EPA 600/R-14/143 ¦ May 2014 | 100 | GPB | http://db-airmontech.jrc.ec.europa.eu/download/SENSOR.pdf | NORMAL | JRC-FK
Alphasense |  | CitiSense | NO2-A1 | N | electrochemical | OEM | NO2 | ppb | N | black box | LAB | [24 empty] | 0.9722 | [16 empty] | 34.2ppb @ > 200ppb SO2 |  |  | 23.3 | SD | [5 empty] | 19.6 | [12 empty] | YES |  |  |  |  | Williams et al. 2014(c) -- EPA 600/R-14/143 ¦ May 2014 | 100 | GPB | http://db-airmontech.jrc.ec.europa.eu/download/SENSOR.pdf | HUMID | JRC-FK
Platypus |  |  | Platypus NO2 |  | Metal Oxide | OEM | NO2 | ppb | N | black box | LAB | [24 empty] | 0.7956 | [29 empty] | 18 | ppb | [13 empty] | Williams et al. 2014(c) -- EPA 600/R-14/143 ¦ May 2014 |  |  | http://db-airmontech.jrc.ec.europa.eu/download/SENSOR.pdf |  | JRC-FK
SGX-Sensotech | e2V, MiCS |  | MiCS-2710 |  | Metal Oxide | OEM | NO2 | ppb | N | black box | LAB |  | 60 | [22 empty] | 0.9851 | [19 empty] | 5 | SD | [5 empty] | 4.2 |  |  |  | ppb | [8 empty] | YES |  |  |  |  | Williams et al. 2014(c) -- EPA 600/R-14/143 ¦ May 2014 | 7 | USD | http://db-airmontech.jrc.ec.europa.eu/download/SENSOR.pdf | HOT | JRC-FK
SGX-Sensotech | e2V, MiCS |  | MiCS-2710 |  | Metal Oxide | OEM | NO2 | ppb | N | black box | LAB |  | 60 | [22 empty] | 0.9815 | [19 empty] | 2.6 | SD | [5 empty] | 6.9 |  |  |  | ppb | [8 empty] | YES |  |  |  |  | Williams et al. 2014(c) -- EPA 600/R-14/143 ¦ May 2014 | 7 | USD | http://db-airmontech.jrc.ec.europa.eu/download/SENSOR.pdf | HUMID | JRC-FK
Dylos |  |  | DC1700 |  | optical | sensor system | PM2.5-0.5 | mg/m3 | N | open source | LAB |  |  |  | 24 | hour | [7 empty] | linear | [8 empty] | Sensor | DustTrack |  | 0.99 | 0.008 | 0.51 | [25 empty] | < 1 ug/m3 | [16 empty] | Northcross_et_al_2013 | 300 | USD | https://pubs.rsc.org/en/content/articlelanding/2013/em/c2em30568b#!divAbstract |  | JRC-FK
Alphasense |  |  | CO-B4 | Y | electrochemical | OEM | CO | ppb | N | open source | LAB |  |  |  | 1 | hour | 0.92 | 115 | 0.72 |  |  |  |  | linear | Rs=a1*CO+a0 | [7 empty] | REF | Sensor | [14 empty] | 0.085 |  |  | -0.053 | -0.034 | [27 empty] | Zimmerman_et_al_2018 |  |  | https://www.atmos-meas-tech.net/11/291/2018/ | cross sensitivity come from Lewis et al. 2016 | JRC-FK
Alphasense |  |  | CO-B4 | Y | electrochemical | OEM | CO | ppb | N | open source | FIELD |  |  |  | 1 | hour | 0.92 | 26 | 0.89 |  |  |  |  | MLR | Rs=a1*CO+a2*T+a3*RH |  | T | RH |  |  |  |  | REF | Sensor | [14 empty] | 0.085 |  |  | -0.053 | -0.034 | [27 empty] | Zimmerman_et_al_2018 |  |  | https://www.atmos-meas-tech.net/11/291/2018/ | cross sensitivity come from Lewis et al. 2016 | JRC-FK
Alphasense |  |  | CO-B4 | Y | electrochemical | OEM | CO | ppb | N | open source | FIELD |  |  |  | 1 | hour | 0.91 | 46 | 0.89 |  |  |  |  | Forest Model | [8 empty] | REF | Sensor | [14 empty] | 0.085 |  |  | -0.053 | -0.034 | [27 empty] | Zimmerman_et_al_2018 |  |  | https://www.atmos-meas-tech.net/11/291/2018/ | cross sensitivity come from Lewis et al. 2016 | JRC-FK
Alphasense |  |  | NO2-B43F | Y | electrochemical | OEM | NO2 | ppb | N | open source | LAB |  |  |  | 1 | hour | 0.31 | 34.8 | 0.3 |  |  |  |  | linear | Rs=a1*NO2+a0 | [7 empty] | REF | Sensor | [21 empty] | 3.5 ppb | [24 empty] | Zimmerman_et_al_2018 |  |  | https://www.atmos-meas-tech.net/11/291/2018/ |  | JRC-FK
Alphasense |  |  | NO2-B43F | Y | electrochemical | OEM | NO2 | ppb | N | open source | FIELD |  |  |  | 1 | hour | 0.27 | 8.8 | 0.33 |  |  |  |  | MLR | Rs=a1*NO2+a2*T+a3*RH |  | T | RH |  |  |  |  | REF | Sensor | [46 empty] | Zimmerman_et_al_2018 |  |  | https://www.atmos-meas-tech.net/11/291/2018/ |  | JRC-FK
Alphasense |  |  | NO2-B43F | Y | electrochemical | OEM | NO2 | ppb | N | open source | FIELD |  |  |  | 1 | hour | 0.62 | 4.5 | 0.72 |  |  |  |  | Forest Model | [8 empty] | REF | Sensor | [46 empty] | Zimmerman_et_al_2018 |  |  | https://www.atmos-meas-tech.net/11/291/2018/ |  | JRC-FK
Aeroqual |  |  | AQM 60 |  | electrochemical | sensor system | NO2 | ppb | N | black box | FIELD |  |  |  | 1 | hour | [16 empty] | REF | Sensor | linear | 0.7207 | 0.7106 | 0.6018 | [17 empty] | 5.8 | SD | [23 empty] | Aeroqual AQM60 Summary Assessment Report_2013 |  |  | zootero |  | JRC-FK
Aeroqual |  |  | AQM 60 |  | electrochemical | sensor system | CO | ppm | N | black box | FIELD |  |  |  | 1 | hour | [16 empty] | REF | Sensor | linear | 0.7886 | 0.0435 | 0.8659 | [17 empty] | 0.1 | SD | [23 empty] | Aeroqual AQM60 Summary Assessment Report_2013 |  |  | zootero |  | JRC-FK
HabitatMap | Plantower-PMS7003 | AirCasting | AirBeam | Y | optical | OEM | PM2.5 | µg/m3 | N | open source | FIELD |  |  |  | 1 | hour | [7 empty] | linear | Rs=0.518+0.00274*count (hppcf) | [7 empty] | BAM | Sensor | linear | 0.25 | 5.52 | 0.06 |  |  |  |  | 88.7 | [37 empty] | Mukherjee_et_al_2017 |  |  | https://www.mdpi.com/1424-8220/17/8/1805 |  | JRC-FK
HabitatMap | Plantower-PMS7003 | AirCasting | AirBeam | Y | optical | OEM | PM2.5 | µg/m3 | N | open source | FIELD |  |  |  | 1 | hour | [7 empty] | linear | Rs=0.518+0.00274*count (hppcf) | [7 empty] | BAM | Sensor | linear | 0.21 | 5.98 | 0.05 |  |  |  |  | 95.4 | [37 empty] | Mukherjee_et_al_2017 |  |  | https://www.mdpi.com/1424-8220/17/8/1805 |  | JRC-FK
HabitatMap | Plantower-PMS7003 | AirCasting | AirBeam | Y | optical | OEM | PM2.5 | µg/m3 | N | open source | FIELD |  |  |  | 1 | hour | [7 empty] | linear | Rs=0.518+0.00274*count (hppcf) | [7 empty] | BAM | Sensor | linear | 0.33 | 4.15 | 0.06 |  |  |  |  | 92.4 | [37 empty] | Mukherjee_et_al_2017 |  |  | https://www.mdpi.com/1424-8220/17/8/1805 |  | JRC-FK
Alphasense |  |  | OPC-N2 |  | optical | OEM | PM2.5 | µg/m3 | N | open source | FIELD |  |  |  | 1 | hour | [7 empty] | linear | Rs=0.518+0.00274*count (hppcf) | [7 empty] | BAM | Sensor | linear | 0.76 | 1.76 | 0.22 |  |  |  |  | 100 | [37 empty] | Mukherjee_et_al_2017 |  |  | https://www.mdpi.com/1424-8220/17/8/1805 |  | JRC-FK
Alphasense |  |  | OPC-N2 |  | optical | OEM | PM2.5 | µg/m3 | N | open source | FIELD |  |  |  | 1 | hour | [7 empty] | linear | Rs=0.518+0.00274*count (hppcf) | [7 empty] | BAM | Sensor | linear | 0.53 | 2.71 | 0.21 |  |  |  |  | 100 | [37 empty] | Mukherjee_et_al_2017 |  |  | https://www.mdpi.com/1424-8220/17/8/1805 |  | JRC-FK
Alphasense |  |  | OPC-N2 |  | optical | OEM | PM2.5 | µg/m3 | N | open source | FIELD |  |  |  | 1 | hour | [7 empty] | linear | Rs=0.518+0.00274*count (hppcf) | [7 empty] | BAM | Sensor | linear | 0.81 | 0.32 | 0.23 |  |  |  |  | 100 | [37 empty] | Mukherjee_et_al_2017 |  |  | https://www.mdpi.com/1424-8220/17/8/1805 |  | JRC-FK
Alphasense |  |  | OPC-N2 |  | optical | OEM | PM2.5 | µg/m3 | N | open source | FIELD |  |  |  | 1 | hour | [7 empty] | linear | Rs=0.518+0.00274*count (hppcf) | [7 empty] | BAM | Sensor | linear | 0.67 | 4.62 | 0.16 |  |  |  |  | 100 | [37 empty] | Mukherjee_et_al_2017 |  |  | https://www.mdpi.com/1424-8220/17/8/1805 |  | JRC-FK
Alphasense |  |  | OPC-N2 |  | optical | OEM | PM2.5 | µg/m3 | N | open source | FIELD |  |  |  | 1 | hour | [7 empty] | linear | Rs=0.518+0.00274*count (hppcf) | [7 empty] | BAM | Sensor | linear | 0.61 | 2.47 | 0.13 |  |  |  |  | 100 | [37 empty] | Mukherjee_et_al_2017 |  |  | https://www.mdpi.com/1424-8220/17/8/1805 |  | JRC-FK
Intel Berkeley Badge |  |  | Sensoric NO2 3E 50 |  | electrochemical | sensor system | NO2 | ADC Units | Y | open source | LAB | [21 empty] | REF | Sensor | linear | 0.9862 | 1622.4 | 0.0857 | [42 empty] | Sonoma Technology - Characteization id Low-Cost NO2 Sensors- September 2010 |  |  | zootero |  | JRC-FK
Intel Berkeley Badge |  |  | Sensoric NO2 3E 50 |  | electrochemical | sensor system | NO2 | ADC Units | Y | open source | LAB | [21 empty] | REF | Sensor | linear | 0.9823 | 1628 | 0.0948 | [42 empty] | Sonoma Technology - Characteization id Low-Cost NO2 Sensors- September 2010 |  |  | zootero |  | JRC-FK
Intel Berkeley Badge | e2V |  | MICS-4514 |  | Metal Oxide | sensor system | NO2 | ADC Units | Y | open source | LAB | [21 empty] | REF | Sensor | logaritmic | 0.8913 | 690.16 | 488.47 | [42 empty] | Sonoma Technology - Characteization id Low-Cost NO2 Sensors- September 2010 |  |  | zootero |  | JRC-FK
Aeroqual |  |  | SM50 | Y | Metal Oxide | sensor system | NO2 | ppb | Y | open source | LAB | [21 empty] | REF | Sensor | linear | 0.8008 | -2.2563 | 0.8899 | [42 empty] | Vaughn D et al. 2010 (Sonoma Technology) |  |  | zootero |  | JRC-FK
Aeroqual |  |  | AQM 60 |  | Metal Oxide | sensor system | NO2 | ppb | Y | open source | LAB | [21 empty] | REF | Sensor | linear | 0.5811 | 10.88 | 0.7077 | [42 empty] | Sonoma Technology - Characteization id Low-Cost NO2 Sensors- September 2010 |  |  | zootero |  | JRC-FK
Alphasense |  |  | NO2-B43F | Y | electrochemical | OEM | NO2 | ppb | Y | open source | LAB |  |  |  | 1 | hour | [7 empty] | MLR | NO2 = a1*Rs +a2*T +a3*RH +a4 |  | T | RH |  |  |  |  | Sensor | REF | linear | 0.99 | 0 | 0.95 | [42 empty] | Sun et al. 2017 |  |  | https://www.mdpi.com/1424-8220/17/8/1916 |  | JRC-FK
Aeroqual |  |  | Series 500 | Y | electrochemical | OEM | NO2 | ppb | Y | open source | FIELD |  |  |  | 1 | hour | [7 empty] | linear | Rs=NO2+a1*O3+a0 | O3 | [6 empty] | REF | Sensor | linear | 0.88 | -1.1 | 1.03 | [42 empty] | Lin et al. 2015 | 500 | USD | https://www.sciencedirect.com/science/article/pii/S1352231014008607 |  | JRC-FK
TSI |  |  | SidePak AM510 |  | nephelometer | OEM | PM2.5 | µg/m3 | Y | open source | FIELD |  |  |  | 30 | min | [7 empty] | complex | [8 empty] | TEOM-FDMS | Sensor | linear | 0.94 | 0 | 1 | [42 empty] | Karagulian et al. 2012 |  |  | https://pubs.rsc.org/en/content/articlelanding/2012/em/c2em30099k#!divAbstract |  | JRC-FK
Alphasense |  |  | OPC-N2 |  | optical | OEM | PM1 | µg/m3 | Y | open source | LAB |  |  |  | 3 | min | [16 empty] | SMPS | Sensor | linear | 0.99 | 3.9 | 0.2 | [19 empty] | 6.6 |  |  | 6.6 | [10 empty] | YES | 3000 | NO | [6 empty] | Sousan et al. 2016 (a) | 500 | USD | http://dx.doi.org/10.1080/02786826.2016.1232859 | salt | JRC-FK
Alphasense |  |  | OPC-N2 |  | optical | OEM | PM1 | µg/m3 | Y | open source | LAB |  |  |  | 3 | min | [16 empty] | SMPS | Sensor | linear | 0.94 | 0.7 | 0.03 | [19 empty] | 9.5 |  |  | 9.5 | [10 empty] | YES | 3000 | NO | [6 empty] | Sousan et al. 2016 (a) | 500 | USD | http://dx.doi.org/10.1080/02786826.2016.1232859 | welding fume | JRC-FK
Alphasense |  |  | OPC-N2 |  | optical | OEM | PM1 | µg/m3 | Y | open source | LAB |  |  |  | 3 | min | [16 empty] | SMPS | Sensor | linear | 0.99 | 5 | 1.7 | [19 empty] | 15 |  |  | 15 | [10 empty] | YES | 3000 | NO | [6 empty] | Sousan et al. 2016 (a) | 500 | USD | http://dx.doi.org/10.1080/02786826.2016.1232859 | Arizona dust | JRC-FK
Alphasense |  |  | OPC-N2 |  | optical | OEM | PM2.5 | µg/m3 | Y | open source | LAB |  |  |  | 3 | min | [16 empty] | SMPS | Sensor | linear | 0.99 | -15 | 0.5 | [19 empty] | 4.8 |  |  | 4.8 | [10 empty] | YES | 3000 | NO | [6 empty] | Sousan et al. 2016 (a) | 500 | USD | http://dx.doi.org/10.1080/02786826.2016.1232859 | salt | JRC-FK
Alphasense |  |  | OPC-N2 |  | optical | OEM | PM2.5 | µg/m3 | Y | open source | LAB |  |  |  | 3 | min | [16 empty] | SMPS | Sensor | linear | 0.94 | -19 | 0.04 | [19 empty] | 8.7 |  |  | 8.7 | [10 empty] | YES | 3000 | NO | [6 empty] | Sousan et al. 2016 (a) | 500 | USD | http://dx.doi.org/10.1080/02786826.2016.1232859 | welding fume | JRC-FK
Alphasense |  |  | OPC-N2 |  | optical | OEM | PM2.5 | µg/m3 | Y | open source | LAB |  |  |  | 3 | min | [16 empty] | SMPS | Sensor | linear | 0.99 | 24 | 0.9 | [19 empty] | 14 |  |  | 14 | [10 empty] | YES | 3000 | NO | [6 empty] | Sousan et al. 2016 (a) | 500 | USD | http://dx.doi.org/10.1080/02786826.2016.1232859 | Arizona dust | JRC-FK
Alphasense |  |  | OPC-N2 |  | optical | OEM | PM10 | µg/m3 | Y | open source | LAB |  |  |  | 3 | min | [16 empty] | SMPS | Sensor | linear | 0.99 | -18 | 0.5 | [19 empty] | 4.2 |  |  | 4.2 | [10 empty] | YES | 3000 | NO | [6 empty] | Sousan et al. 2016 (a) | 500 | USD | http://dx.doi.org/10.1080/02786826.2016.1232859 | salt | JRC-FK
Alphasense |  |  | OPC-N2 |  | optical | OEM | PM10 | µg/m3 | Y | open source | LAB |  |  |  | 3 | min | [16 empty] | SMPS | Sensor | linear | 0.96 | -17 | 0.05 | [19 empty] | 6.1 |  |  | 6.1 | [10 empty] | YES | 3000 | NO | [6 empty] | Sousan et al. 2016 (a) | 500 | USD | http://dx.doi.org/10.1080/02786826.2016.1232859 | welding fume | JRC-FK
Alphasense |  |  | OPC-N2 |  | optical | OEM | PM10 | µg/m3 | Y | open source | LAB |  |  |  | 3 | min | [16 empty] | SMPS | Sensor | linear | 0.99 | 105 | 1.6 | [19 empty] | 16 |  |  | 16 | [10 empty] | YES | 3000 | NO | [6 empty] | Sousan et al. 2016 (a) | 500 | USD | http://dx.doi.org/10.1080/02786826.2016.1232859 | Arizona dust | JRC-FK
Testo |  |  | DiscMini |  | optical | OEM | PM | # | Y | open source | FIELD |  |  | 600 | [18 empty] | GRIMM | Sensor | linear | 0.82 | -1370 | 1.35 | [42 empty] | Viana et al. 2015 |  |  | https://www.sciencedirect.com/science/article/pii/S1352231015304921 |  | JRC-FK
Testo |  |  | DiscMini |  | optical | OEM | PM | # | Y | open source | FIELD |  |  | 600 | [18 empty] | GRIMM | Sensor | linear | 0.89 | -3799 | 1.81 | [42 empty] | Viana et al. 2015 |  |  | https://www.sciencedirect.com/science/article/pii/S1352231015304921 |  | JRC-FK
Testo |  |  | DiscMini |  | optical | OEM | PM | # | Y | open source | FIELD |  |  | 600 | [18 empty] | GRIMM | Sensor | linear | 0.72 | -1300 | 1.3 | [42 empty] | Viana et al. 2015 |  |  | https://www.sciencedirect.com/science/article/pii/S1352231015304921 |  | JRC-FK
Testo |  |  | DiscMini |  | optical | OEM | PM | # | Y | open source | FIELD |  |  | 600 | [18 empty] | GRIMM | Sensor | linear | 0.85 | -2299 | 1.61 | [42 empty] | Viana et al. 2015 |  |  | https://www.sciencedirect.com/science/article/pii/S1352231015304921 |  | JRC-FK
Testo |  |  | DiscMini |  | optical | OEM | PM | # | Y | open source | FIELD |  |  | 600 | [18 empty] | GRIMM | Sensor | linear | 0.75 | -432 | 1.16 | [42 empty] | Viana et al. 2015 |  |  | https://www.sciencedirect.com/science/article/pii/S1352231015304921 |  | JRC-FK
Plantower |  |  | PMS3003 | Y | nephelometer | OEM | PM2.5 | µg/m3 | Y | open source | FIELD |  |  |  | 1 | hour | 0.4 | 3.7 | 0.7 |  |  |  |  | linear | Rs=(a1*PM2.5+a0)/(a+b*(RH2)/(1-RH)) |  |  | RH |  |  |  |  | BAM | Sensor | [21 empty] | 2.01 | RMSE | [23 empty] | Zheng et al. 2018 | 30 | USD | https://www.atmos-meas-tech.net/11/4823/2018/amt-11-4823-2018-discussion.html |  | JRC-FK
Plantower |  |  | PMS3003 | Y | nephelometer | OEM | PM2.5 | µg/m3 | Y | open source | FIELD |  |  |  | 1 | hour | 0.41 | 4.5 | 0.7 | -0.06 |  |  |  | MLR | Rs=(a1*PM2.5+a2*T+a0)/(a+b*(RH2)/(1-RH)) |  | T | RH |  |  |  |  | BAM | Sensor | [21 empty] | 2.07 | RMSE | [23 empty] | Zheng et al. 2018 | 30 | USD | https://www.atmos-meas-tech.net/11/4823/2018/amt-11-4823-2018-discussion.html |  | JRC-FK
Plantower |  |  | PMS3003 | Y | nephelometer | OEM | PM2.5 | µg/m3 | Y | open source | FIELD |  |  |  | 6 | hour | 0.8 | -1.9 | 1.4 |  |  |  |  | linear | Rs=(a1*PM2.5+a0)/(a+b*(RH2)/(1-RH)) |  |  | RH |  |  |  |  | BAM | Sensor | [21 empty] | 0.53 | RMSE | [23 empty] | Zheng et al. 2018 | 30 | USD | https://www.atmos-meas-tech.net/11/4823/2018/amt-11-4823-2018-discussion.html |  | JRC-FK
Plantower |  |  | PMS3003 | Y | nephelometer | OEM | PM2.5 | µg/m3 | Y | open source | FIELD |  |  |  | 12 | hour | 0.84 | -2.4 | 1.4 |  |  |  |  | linear | Rs=(a1*PM2.5+a0)/(a+b*(RH2)/(1-RH)) |  |  | RH |  |  |  |  | BAM | Sensor | [21 empty] | 0.35 | RMSE | [23 empty] | Zheng et al. 2018 | 30 | USD | https://www.atmos-meas-tech.net/11/4823/2018/amt-11-4823-2018-discussion.html |  | JRC-FK
Plantower |  |  | PMS3003 | Y | nephelometer | OEM | PM2.5 | µg/m3 | Y | open source | FIELD |  |  |  | 24 | hour | 0.93 | -4.2 | 1.6 |  |  |  |  | linear | Rs=(a1*PM2.5+a0)/(a+b*(RH2)/(1-RH)) |  |  | RH |  |  |  |  | BAM | Sensor | [21 empty] | 0.15 | RMSE | [23 empty] | Zheng et al. 2018 | 30 | USD | https://www.atmos-meas-tech.net/11/4823/2018/amt-11-4823-2018-discussion.html |  | JRC-FK
Plantower |  |  | PMS3003 | Y | nephelometer | OEM | PM2.5 | µg/m3 | Y | open source | FIELD |  |  |  | 1 | min | 0.66 | -2.1 | 1.8 |  |  |  |  | linear | Rs=(a1*PM2.5+a0)/(a+b*(RH2)/(1-RH)) |  |  | RH |  |  |  |  | T640 | Sensor | [21 empty] | 27 | RMSE | [23 empty] | Zheng et al. 2018 | 30 | USD | https://www.atmos-meas-tech.net/11/4823/2018/amt-11-4823-2018-discussion.html |  | JRC-FK
Plantower |  |  | PMS3003 | Y | nephelometer | OEM | PM2.5 | µg/m3 | Y | open source | FIELD |  |  |  | 1 | min | 0.93 | -3.5 | 1.4 |  |  |  |  | linear | Rs=(a1*PM2.5+a0)/(a+b*(RH2)/(1-RH)) |  |  | RH |  |  |  |  | T640 | Sensor | [21 empty] | 11 | RMSE | [23 empty] | Zheng et al. 2018 | 30 | USD | https://www.atmos-meas-tech.net/11/4823/2018/amt-11-4823-2018-discussion.html |  | JRC-FK
Plantower |  |  | PMS3003 | Y | nephelometer | OEM | PM2.5 | µg/m3 | Y | open source | FIELD |  |  |  | 1 | min | 0.94 | -1.5 | 1.5 | -0.09 |  |  |  | MLR | Rs=(a1*PM2.5+a2*T+a0)/(a+b*(RH2)/(1-RH)) |  | T | RH |  |  |  |  | T640 | Sensor | [21 empty] | 9 | RMSE | [23 empty] | Zheng et al. 2018 | 30 | USD | https://www.atmos-meas-tech.net/11/4823/2018/amt-11-4823-2018-discussion.html |  | JRC-FK
Plantower |  |  | PMS3003 | Y | nephelometer | OEM | PM2.5 | µg/m3 | Y | open source | FIELD |  |  |  | 1 | hour | 0.66 | -2.1 | 1.8 |  |  |  |  | linear | Rs=(a1*PM2.5+a0)/(a+b*(RH2)/(1-RH)) |  |  | RH |  |  |  |  | T640 | Sensor | [21 empty] | 27 | RMSE | [23 empty] | Zheng et al. 2018 | 30 | USD | https://www.atmos-meas-tech.net/11/4823/2018/amt-11-4823-2018-discussion.html |  | JRC-FK
Plantower |  |  | PMS3003 | Y | nephelometer | OEM | PM2.5 | µg/m3 | Y | open source | FIELD |  |  |  | 1 | hour | 0.93 | -3.5 | 1.4 |  |  |  |  | linear | Rs=(a1*PM2.5+a0)/(a+b*(RH2)/(1-RH)) |  |  | RH |  |  |  |  | T640 | Sensor | [21 empty] | 10 | RMSE | [23 empty] | Zheng et al. 2018 | 30 | USD | https://www.atmos-meas-tech.net/11/4823/2018/amt-11-4823-2018-discussion.html |  | JRC-FK
Plantower |  |  | PMS3003 | Y | nephelometer | OEM | PM2.5 | µg/m3 | Y | open source | FIELD |  |  |  | 1 | hour | 0.95 | -1.4 | 1.5 | -0.09 |  |  |  | MLR | Rs=(a1*PM2.5+a2*T+a0)/(a+b*(RH2)/(1-RH)) |  | T | RH |  |  |  |  | T640 | Sensor | [21 empty] | 8 | RMSE | [23 empty] | Zheng et al. 2018 | 30 | USD | https://www.atmos-meas-tech.net/11/4823/2018/amt-11-4823-2018-discussion.html |  | JRC-FK
Plantower |  |  | PMS3003 | Y | nephelometer | OEM | PM2.5 | µg/m3 | Y | open source | FIELD |  |  |  | 6 | hour | 0.73 | -2.4 | 1.8 |  |  |  |  | linear | Rs=(a1*PM2.5+a0)/(a+b*(RH2)/(1-RH)) |  |  | RH |  |  |  |  | T640 | Sensor | [21 empty] | 22 | RMSE | [23 empty] | Zheng et al. 2018 | 30 | USD | https://www.atmos-meas-tech.net/11/4823/2018/amt-11-4823-2018-discussion.html |  | JRC-FK
Plantower |  |  | PMS3003 | Y | nephelometer | OEM | PM2.5 | µg/m3 | Y | open source | FIELD |  |  |  | 6 | hour | 0.92 | -3.2 | 1.4 |  |  |  |  | linear | Rs=(a1*PM2.5+a0)/(a+b*(RH2)/(1-RH)) |  |  | RH |  |  |  |  | T640 | Sensor | [21 empty] | 10 | RMSE | [23 empty] | Zheng et al. 2018 | 30 | USD | https://www.atmos-meas-tech.net/11/4823/2018/amt-11-4823-2018-discussion.html |  | JRC-FK
Plantower |  |  | PMS3003 | Y | nephelometer | OEM | PM2.5 | µg/m3 | Y | open source | FIELD |  |  |  | 6 | hour | 0.95 | -0.3 | 1.5 | -0.13 |  |  |  | MLR | Rs=(a1*PM2.5+a2*T+a0)/(a+b*(RH2)/(1-RH)) |  | T | RH |  |  |  |  | T640 | Sensor | [21 empty] | 8 | RMSE | [23 empty] | Zheng et al. 2018 | 30 | USD | https://www.atmos-meas-tech.net/11/4823/2018/amt-11-4823-2018-discussion.html |  | JRC-FK
Plantower |  |  | PMS3003 | Y | nephelometer | OEM | PM2.5 | µg/m3 | Y | open source | FIELD |  |  |  | 12 | hour | 0.84 | -3.4 | 1.9 |  |  |  |  | linear | Rs=(a1*PM2.5+a0)/(a+b*(RH2)/(1-RH)) |  |  | RH |  |  |  |  | T640 | Sensor | [21 empty] | 15 | RMSE | [23 empty] | Zheng et al. 2018 | 30 | USD | https://www.atmos-meas-tech.net/11/4823/2018/amt-11-4823-2018-discussion.html |  | JRC-FK
Plantower |  |  | PMS3003 | Y | nephelometer | OEM | PM2.5 | µg/m3 | Y | open source | FIELD |  |  |  | 12 | hour | 0.93 | 8.7 | 2.2 | -0.49 |  |  |  | MLR | Rs=(a1*PM2.5+a2*T+a0)/(a+b*(RH2)/(1-RH)) |  | T | RH |  |  |  |  | T640 | Sensor | [21 empty] | 11 | RMSE | [23 empty] | Zheng et al. 2018 | 30 | USD | https://www.atmos-meas-tech.net/11/4823/2018/amt-11-4823-2018-discussion.html |  | JRC-FK
Plantower |  |  | PMS3003 | Y | nephelometer | OEM | PM2.5 | µg/m3 | Y | open source | FIELD |  |  |  | 24 | hour | 0.94 | -4.1 | 2 |  |  |  |  | linear | Rs=(a1*PM2.5+a0)/(a+b*(RH2)/(1-RH)) |  |  | RH |  |  |  |  | T640 | Sensor | [21 empty] | 9 | RMSE | [23 empty] | Zheng et al. 2018 | 30 | USD | https://www.atmos-meas-tech.net/11/4823/2018/amt-11-4823-2018-discussion.html |  | JRC-FK
Plantower |  |  | PMS3003 | Y | nephelometer | OEM | PM2.5 | µg/m3 | Y | open source | FIELD |  |  |  | 1 | hour | 0.61 | 5.1 | 1.4 |  |  |  |  | linear | Rs=(a1*PM2.5+a0)/(a+b*(RH2)/(1-RH)) |  |  | RH |  |  |  |  | BAM | Sensor | [21 empty] | 46 | RMSE | [23 empty] | Zheng et al. 2018 | 30 | USD | https://www.atmos-meas-tech.net/11/4823/2018/amt-11-4823-2018-discussion.html |  | JRC-FK
Plantower |  |  | PMS3003 | Y | nephelometer | OEM | PM2.5 | µg/m3 | Y | open source | FIELD |  |  |  | 1 | hour | 0.75 | 74 | 1.4 |  |  |  |  | linear | Rs=(a1*PM2.5+a0)/(a+b*(RH2)/(1-RH)) |  |  | RH |  |  |  |  | BAM | Sensor | [21 empty] | 35 | RMSE | [23 empty] | Zheng et al. 2018 | 30 | USD | https://www.atmos-meas-tech.net/11/4823/2018/amt-11-4823-2018-discussion.html |  | JRC-FK
Plantower |  |  | PMS3003 | Y | nephelometer | OEM | PM2.5 | µg/m3 | Y | open source | FIELD |  |  |  | 1 | hour | 0.74 | 74 | 1.4 |  |  |  |  | quadratic | Rs=(2a2(PM2.5-a1)2-a12+4a2a0)/4a2 |  |  | RH |  |  |  |  | BAM | Sensor | [21 empty] | 24 | RMSE | [23 empty] | Zheng et al. 2018 | 30 | USD | https://www.atmos-meas-tech.net/11/4823/2018/amt-11-4823-2018-discussion.html |  | JRC-FK
Plantower |  |  | PMS3003 | Y | nephelometer | OEM | PM2.5 | µg/m3 | Y | open source | FIELD |  |  |  | 1 | hour | 0.61 | 88 | 1.2 | -2.3 |  |  |  | MLR | Rs=(a1*PM2.5+a2*T+a0)/(a+b*(RH2)/(1-RH)) |  | T | RH |  |  |  |  | BAM | Sensor | [21 empty] | 46 | RMSE | [23 empty] | Zheng et al. 2018 | 30 | USD | https://www.atmos-meas-tech.net/11/4823/2018/amt-11-4823-2018-discussion.html |  | JRC-FK
Plantower |  |  | PMS3003 | Y | nephelometer | OEM | PM2.5 | µg/m3 | Y | open source | FIELD |  |  |  | 1 | hour | 0.78 | 276 | 1.1 | -7.9 |  |  |  | MLR | Rs=(a1*PM2.5+a2*T+a0)/(a+b*(RH2)/(1-RH)) |  | T | RH |  |  |  |  | BAM | Sensor | [21 empty] | 30 | RMSE | [23 empty] | Zheng et al. 2018 | 30 | USD | https://www.atmos-meas-tech.net/11/4823/2018/amt-11-4823-2018-discussion.html |  | JRC-FK
Plantower |  |  | PMS3003 | Y | nephelometer | OEM | PM2.5 | µg/m3 | Y | open source | FIELD |  |  |  | 6 | hour | 0.8 | -5.8 | 1.7 |  |  |  |  | linear | Rs=(a1*PM2.5+a0)/(a+b*(RH2)/(1-RH)) |  |  | RH |  |  |  |  | BAM | Sensor | [21 empty] | 32 | RMSE | [23 empty] | Zheng et al. 2018 | 30 | USD | https://www.atmos-meas-tech.net/11/4823/2018/amt-11-4823-2018-discussion.html |  | JRC-FK
Plantower |  |  | PMS3003 | Y | nephelometer | OEM | PM2.5 | µg/m3 | Y | open source | FIELD |  |  |  | 6 | hour | 0.87 | 65 | 1.4 |  |  |  |  | linear | Rs=(a1*PM2.5+a0)/(a+b*(RH2)/(1-RH)) |  |  | RH |  |  |  |  | BAM | Sensor | [21 empty] | 25 | RMSE | [23 empty] | Zheng et al. 2018 | 30 | USD | https://www.atmos-meas-tech.net/11/4823/2018/amt-11-4823-2018-discussion.html |  | JRC-FK
Plantower |  |  | PMS3003 | Y | nephelometer | OEM | PM2.5 | µg/m3 | Y | open source | FIELD |  |  |  | 6 | hour | 0.86 | 65 | 1.4 |  |  |  |  | quadratic | Rs=(2a2(PM2.5-a1)2-a12+4a2a0)/4a2 |  |  | RH |  |  |  |  | BAM | Sensor | [21 empty] | 16 | RMSE | [23 empty] | Zheng et al. 2018 | 30 | USD | https://www.atmos-meas-tech.net/11/4823/2018/amt-11-4823-2018-discussion.html |  | JRC-FK
Plantower |  |  | PMS3003 | Y | nephelometer | OEM | PM2.5 | µg/m3 | Y | open source | FIELD |  |  |  | 6 | hour | 0.81 | 47 | 1.6 | -1.4 |  |  |  | MLR | Rs=(a1*PM2.5+a2*T+a0)/(a+b*(RH2)/(1-RH)) |  | T | RH |  |  |  |  | BAM | Sensor | [21 empty] | 30 | RMSE | [23 empty] | Zheng et al. 2018 | 30 | USD | https://www.atmos-meas-tech.net/11/4823/2018/amt-11-4823-2018-discussion.html |  | JRC-FK
Plantower |  |  | PMS3003 | Y | nephelometer | OEM | PM2.5 | µg/m3 | Y | open source | FIELD |  |  |  | 6 | hour | 0.9 | 248 | 1.2 | -7 |  |  |  | MLR | Rs=(a1*PM2.5+a2*T+a0)/(a+b*(RH2)/(1-RH)) |  | T | RH |  |  |  |  | BAM | Sensor | [21 empty] | 18 | RMSE | [23 empty] | Zheng et al. 2018 | 30 | USD | https://www.atmos-meas-tech.net/11/4823/2018/amt-11-4823-2018-discussion.html |  | JRC-FK
Plantower |  |  | PMS3003 | Y | nephelometer | OEM | PM2.5 | µg/m3 | Y | open source | FIELD |  |  |  | 12 | hour | 0.84 | -6.5 | 1.7 |  |  |  |  | linear | Rs=(a1*PM2.5+a0)/(a+b*(RH2)/(1-RH)) |  |  | RH |  |  |  |  | BAM | Sensor | [21 empty] | 18 | RMSE | [23 empty] | Zheng et al. 2018 | 30 | USD | https://www.atmos-meas-tech.net/11/4823/2018/amt-11-4823-2018-discussion.html |  | JRC-FK
Plantower |  |  | PMS3003 | Y | nephelometer | OEM | PM2.5 | µg/m3 | Y | open source | FIELD |  |  |  | 12 | hour | 0.88 | 74 | 1.3 |  |  |  |  | linear | Rs=(a1*PM2.5+a0)/(a+b*(RH2)/(1-RH)) |  |  | RH |  |  |  |  | BAM | Sensor | [21 empty] | 19 | RMSE | [23 empty] | Zheng et al. 2018 | 30 | USD | https://www.atmos-meas-tech.net/11/4823/2018/amt-11-4823-2018-discussion.html |  | JRC-FK
Plantower |  |  | PMS3003 | Y | nephelometer | OEM | PM2.5 | µg/m3 | Y | open source | FIELD |  |  |  | 12 | hour | 0.86 | 74 | 1.3 |  |  |  |  | quadratic | Rs=(2a2(PM2.5-a1)2-a12+4a2a0)/4a2 |  |  | RH |  |  |  |  | BAM | Sensor | [21 empty] | 12 | RMSE | [23 empty] | Zheng et al. 2018 | 30 | USD | https://www.atmos-meas-tech.net/11/4823/2018/amt-11-4823-2018-discussion.html |  | JRC-FK
Plantower |  |  | PMS3003 | Y | nephelometer | OEM | PM2.5 | µg/m3 | Y | open source | FIELD |  |  |  | 12 | hour | 0.89 | 330 | 1 | -10 |  |  |  | MLR | Rs=(a1*PM2.5+a2*T+a0)/(a+b*(RH2)/(1-RH)) |  | T | RH |  |  |  |  | BAM | Sensor | [21 empty] | 17 | RMSE | [23 empty] | Zheng et al. 2018 | 30 | USD | https://www.atmos-meas-tech.net/11/4823/2018/amt-11-4823-2018-discussion.html |  | JRC-FK
Plantower |  |  | PMS3003 | Y | nephelometer | OEM | PM2.5 | µg/m3 | Y | open source | FIELD |  |  |  | 24 | hour | 1 | -4.5 | 1.7 |  |  |  |  | linear | Rs=(a1*PM2.5+a0)/(a+b*(RH2)/(1-RH)) |  |  | RH |  |  |  |  | BAM | Sensor | [21 empty] | 17 | RMSE | [23 empty] | Zheng et al. 2018 | 30 | USD | https://www.atmos-meas-tech.net/11/4823/2018/amt-11-4823-2018-discussion.html |  | JRC-FK
Plantower |  |  | PMS3003 | Y | nephelometer | OEM | PM2.5 | µg/m3 | Y | open source | FIELD |  |  |  | 24 | hour | 0.99 | 82 | 1.2 |  |  |  |  | linear | Rs=(a1*PM2.5+a0)/(a+b*(RH2)/(1-RH)) |  |  | RH |  |  |  |  | BAM | Sensor | [21 empty] | 11 | RMSE | [23 empty] | Zheng et al. 2018 | 30 | USD | https://www.atmos-meas-tech.net/11/4823/2018/amt-11-4823-2018-discussion.html |  | JRC-FK
Plantower |  |  | PMS3003 | Y | nephelometer | OEM | PM2.5 | µg/m3 | Y | open source | FIELD |  |  |  | 24 | hour | 1 | 82 | 1.2 |  |  |  |  | quadratic | Rs=(2a2(PM2.5-a1)2-a12+4a2a0)/4a2 |  |  | RH |  |  |  |  | BAM | Sensor | [21 empty] | 9 | RMSE | [23 empty] | Zheng et al. 2018 | 30 | USD | https://www.atmos-meas-tech.net/11/4823/2018/amt-11-4823-2018-discussion.html |  | JRC-FK
Environement S.A. | CairPol |  | CairClip NO2 |  | electrochemical | OEM | NO2 | ppb | N | black box | FIELD |  |  |  | 1 | hour | [16 empty] | REF | Sensor | linear | 0.28 | 1.91 | 1.16 | [42 empty] | Duvall at al. 2016 | 600 | EUR | https://www.mdpi.com/1424-8220/16/10/1698 |  | JRC-FK
Environement S.A. | CairPol |  | CairClip NO2 |  | electrochemical | OEM | NO2 | ppb | N | black box | FIELD |  |  |  | 1 | hour | [16 empty] | REF | Sensor | linear | 0.01 | 13.6 | 0.04 | [42 empty] | Duvall at al. 2016 | 600 | EUR | https://www.mdpi.com/1424-8220/16/10/1698 |  | JRC-FK
Environement S.A. | CairPol |  | CairClip NO2 |  | electrochemical | OEM | NO2 | ppb | N | black box | FIELD |  |  |  | 1 | hour | [16 empty] | REF | Sensor | linear | 0.13 | 10.92 | 1.28 | [42 empty] | Duvall at al. 2016 | 600 | EUR | https://www.mdpi.com/1424-8220/16/10/1698 |  | JRC-FK
Environement S.A. | CairPol |  | CairClip NO2 |  | electrochemical | OEM | NO2 | ppb | N | black box | FIELD |  |  |  | 1 | hour | [16 empty] | REF | Sensor | linear | 0.28 | 24.23 | 1.57 | [42 empty] | Duvall at al. 2016 | 600 | EUR | https://www.mdpi.com/1424-8220/16/10/1698 |  | JRC-FK
Alphasense |  |  | NO2-B43F | Y | electrochemical | sensor system | NO2 | µg/m3 | Y | open source | FIELD |  |  |  | 1 | hour | 0.471 | 455.38 | 0.6977 | -1.0835 |  |  |  | MLR | NO2=a0+a1*Rs1+a2*Rs2 | [7 empty] | REF | Sensor | linear | 0.288 | [19 empty] | 5.31 | RMSE | [23 empty] | Mijling et al. 2017 |  |  | https://www.atmos-meas-tech.net/11/1297/2018/amt-11-1297-2018.pdf |  | JRC-FK
Alphasense |  |  | NO2-B43F | Y | electrochemical | sensor system | NO2 | µg/m3 | Y | open source | FIELD |  |  |  | 1 | hour | 0.612 | 715.45 | 0.8394 | -1.4811 |  | 0.5326 |  | MLR | NO2=a0+a1*Rs1+a2*Rs2+a4*RH |  |  | RH |  |  |  |  | REF | Sensor | linear | 0.293 | [19 empty] | 5.31 | RMSE | [23 empty] | Mijling et al. 2017 |  |  | https://www.atmos-meas-tech.net/11/1297/2018/amt-11-1297-2018.pdf |  | JRC-FK
Alphasense |  |  | NO2-B43F | Y | electrochemical | sensor system | NO2 | µg/m3 | Y | open source | FIELD |  |  |  | 1 | hour | 0.556 | 827.92 | 0.8688 | -1.5498 | -1.6344 |  |  | MLR | NO2=a0+a1*Rs1+a2*Rs2+a3*T |  | T | [5 empty] | REF | Sensor | linear | 0.821 | [19 empty] | 5.31 | RMSE | [23 empty] | Mijling et al. 2017 |  |  | https://www.atmos-meas-tech.net/11/1297/2018/amt-11-1297-2018.pdf |  | JRC-FK
Alphasense |  |  | NO2-B43F | Y | electrochemical | sensor system | NO2 | µg/m3 | Y | open source | FIELD |  |  |  | 1 | hour | 0.617 | 790.88 | 0.8707 | -1.5645 | -0.5051 | 0.4513 |  | MLR | NO2=a0+a1*Rs1+a2*Rs2+a3*T+a4*RH |  | T | RH |  |  |  |  | REF | Sensor | linear | 0.82 | [19 empty] | 5.31 | RMSE | [23 empty] | Mijling et al. 2017 |  |  | https://www.atmos-meas-tech.net/11/1297/2018/amt-11-1297-2018.pdf |  | JRC-FK
Alphasense |  |  | NO2-B43F | Y | electrochemical | sensor system | NO2 | µg/m3 | Y | open source | FIELD |  |  |  | 1 | hour | 0.788 | 274.85 | 0.3186 | -0.4805 | -0.5447 | -0.4744 | -0.5349 | MLR | NO2=a0+a1*Rs1+a2*Rs2+a3*T+a4*RH+a5*O3 | O3 | T | RH |  |  |  |  | REF | Sensor | linear | 0.887 | [19 empty] | 5.31 | RMSE | [23 empty] | Mijling et al. 2017 |  |  | https://www.atmos-meas-tech.net/11/1297/2018/amt-11-1297-2018.pdf |  | JRC-FK
Alphasense |  |  | NO2-A1 | N | electrochemical | sensor system | NO2 | ppb | N | black box | FIELD | urban | 60 |  | 1 | hour | [16 empty] | REF | Sensor | linear | 0.89 |  | 0.81 | [11 empty] | 0.012 | -0.0002 | 1 | [10 empty] | 1 | [5 empty] | 0.94 | [11 empty] | Mead et al. 2013 | 100 | GPB | https://www.sciencedirect.com/science/article/pii/S1352231012011284 |  | JRC-FK
Alphasense |  |  | NO2-A1 | N | electrochemical | sensor system | NO2 | ppb | N | black box | FIELD | urban | 60 |  | 1 | hour | [16 empty] | REF | Sensor | linear | 0.92 |  | 0.81 | [11 empty] | 0.012 | -0.002 | 1 | [10 empty] | 1 | [5 empty] | 0.94 | [11 empty] | Mead et al. 2013 | 100 | GPB | https://www.sciencedirect.com/science/article/pii/S1352231012011284 |  | JRC-FK
Shinyei |  |  | PPD42NS | N | optical | OEM | PM2.5 | µg/m3 | Y | open source | LAB |  |  |  | 2.5 | hour | 0.9452 | -0.353 | 33.6 |  |  |  |  | linear | [8 empty] | SidePak | Sensor | [23 empty] | 10 |  |  | 20 |  |  | 6.44 | 4.59 | [6 empty] | YES | 300 | YES | 600 | YES | 400 | YES | 0.15 |  | Wang et al. 2015 | 15 | USD | https://www.tandfonline.com/doi/full/10.1080/02786826.2015.1100710 |  | JRC-FK
Samyoung |  |  | DSM501A | Y | optical | OEM | PM2.5 | µg/m3 | Y | open source | LAB |  |  |  | 2.5 | hour | 0.8914 | 3.93 | 59.7 |  |  |  |  | linear | [8 empty] | SidePak | Sensor | [23 empty] | 10 |  |  | 19 |  |  | 11.4 | 4.28 | [6 empty] | YES | 100 | YES | 250 | YES | 100 | YES | 15 |  | Wang et al. 2015 | 15 | USD | https://www.tandfonline.com/doi/full/10.1080/02786826.2015.1100710 |  | JRC-FK
TSI | Sharp-GP2Y1010AU0F |  | AirAssure | Y | optical | OEM | PM2.5 | µg/m3 | N | black box | LAB |  |  |  | 2.5 | hour | 0.9838 | 91.1 | 196 |  |  |  |  | linear | [8 empty] | SidePak | Sensor | [23 empty] | 10 |  |  | 25 |  |  | 26.1 | 26.9 | [6 empty] | YES | 1000 | YES | 0.75 | YES | 40 | YES | 15 |  | Wang et al. 2015 |  |  | https://www.tandfonline.com/doi/full/10.1080/02786826.2015.1100710 |  | JRC-FK
Alphasense |  |  | NO2-B43F | Y | electrochemical | sensor system | NO2 | ppb | N | black box | FIELD |  |  |  | 5 | min | 0.94 | 0.8 | 0.94 |  |  |  |  | linear | Rs=a0+a1*NO2 | [7 empty] | REF | Sensor | linear | 0.69 |  | 0.81 | 4.56 | [41 empty] | Cross et al. 2017 |  |  | https://www.atmos-meas-tech.net/10/3575/2017/amt-10-3575-2017.pdf |  | JRC-FK
Alphasense |  |  | CO-B4 | Y | electrochemical | sensor system | CO | ppb | N | black box | FIELD |  |  |  | 5 | min | 0.96 | 9.19 | 0.96 |  |  |  |  | linear | Rs=a0+a1*CO |  |  |  |  | CO |  |  | REF | Sensor | linear | 0.88 |  | 0.94 | 32.9 | [9 empty] | 0.085 |  |  | -0.053 | -0.034 | [27 empty] | Cross et al. 2017 |  |  | https://www.atmos-meas-tech.net/10/3575/2017/amt-10-3575-2017.pdf | cross sensitivity come from Lewis et al. 2016 | JRC-FK
Shinyei |  |  | PPD20V | N | optical | sensor system | PM10 | µg/m3 | N | black box | FIELD |  |  |  | 1 | hour | [16 empty] | BAM | Sensor | linear | 0.33 |  |  |  | 21.15 | [40 empty] | Borrego et al. 2016 |  |  | https://www.sciencedirect.com/science/article/pii/S1352231016307610 |  | JRC-FK
CAIR |  |  | CAIR |  | OPC | sensor system | PM10 | µg/m3 | N | black box | FIELD |  |  |  | 1 | hour | [16 empty] | BAM | Sensor | linear | 0.13 |  |  |  | 80.91 | [40 empty] | Borrego et al. 2016 |  |  | https://www.sciencedirect.com/science/article/pii/S1352231016307610 |  | JRC-FK
CAIR |  |  | CAIR |  | optical | sensor system | PM10 | µg/m3 | N | black box | FIELD |  |  |  | 1 | hour | [16 empty] | BAM | Sensor | linear | 0.15 |  |  |  | 125.1 | [40 empty] | Borrego et al. 2016 |  |  | https://www.sciencedirect.com/science/article/pii/S1352231016307610 |  | JRC-FK
Shinyei |  |  | PPD42 | N | optical | sensor system | PM10 | µg/m3 | N | black box | FIELD |  |  |  | 1 | hour | [16 empty] | BAM | Sensor | linear | 0.33 |  |  |  | 24.57 | [40 empty] | Borrego et al. 2016 |  |  | https://www.sciencedirect.com/science/article/pii/S1352231016307610 |  | JRC-FK
Shinyei |  |  | PPD42 | N | optical | sensor system | PM10 | µg/m3 | N | black box | FIELD |  |  |  | 1 | hour | [16 empty] | BAM | Sensor | linear | 0.36 |  |  |  | 23.61 | [40 empty] | Borrego et al. 2016 |  |  | https://www.sciencedirect.com/science/article/pii/S1352231016307610 |  | JRC-FK
CAIR |  |  | CAIR |  | OPC | sensor system | PM2.5 | µg/m3 | N | black box | FIELD |  |  |  | 1 | hour | [16 empty] | BAM | Sensor | linear | 0.07 |  |  |  | 17.15 | [40 empty] | Borrego et al. 2016 |  |  | https://www.sciencedirect.com/science/article/pii/S1352231016307610 |  | JRC-FK
Shinyei |  |  | PPD42 | N | optical | sensor system | PM2.5 | µg/m3 | N | black box | FIELD |  |  |  | 1 | hour | [16 empty] | BAM | Sensor | linear | 0.23 |  |  |  | 11.26 | [40 empty] | Borrego et al. 2016 |  |  | https://www.sciencedirect.com/science/article/pii/S1352231016307610 |  | JRC-FK
Shinyei |  |  | PPD42 | N | optical | sensor system | PM2.5 | µg/m3 | N | black box | FIELD |  |  |  | 1 | hour | [16 empty] | BAM | Sensor | linear | 0.27 |  |  |  | 11.11 | [40 empty] | Borrego et al. 2016 |  |  | https://www.sciencedirect.com/science/article/pii/S1352231016307610 |  | JRC-FK
Alphasense |  |  | NO2-B43F | Y | electrochemical | sensor system | NO2 | ppb | N | black box | FIELD |  |  |  | 1 | hour | [16 empty] | REF | Sensor | linear | 0.84 |  |  |  | 5.61 | [40 empty] | Borrego et al. 2016 |  |  | https://www.sciencedirect.com/science/article/pii/S1352231016307610 |  | JRC-FK
Alphasense |  |  | NO2-B43F | Y | electrochemical | sensor system | NO2 | ppb | N | black box | FIELD |  |  |  | 1 | hour | [16 empty] | REF | Sensor | linear | 0.06 |  |  |  | 20.17 | [40 empty] | Borrego et al. 2016 |  |  | https://www.sciencedirect.com/science/article/pii/S1352231016307610 |  | JRC-FK
Alphasense |  |  | NO2-B43F | Y | electrochemical | sensor system | NO2 | ppb | N | black box | FIELD |  |  |  | 1 | hour | [16 empty] | REF | Sensor | linear | 0.57 |  |  |  | 14.93 | [40 empty] | Borrego et al. 2016 |  |  | https://www.sciencedirect.com/science/article/pii/S1352231016307610 |  | JRC-FK
CityTechnology |  |  | NO2 3E50 |  | electrochemical | sensor system | NO2 | ppb | N | black box | FIELD |  |  |  | 1 | hour | [16 empty] | REF | Sensor | linear | 0.89 |  |  |  | 4.95 | [40 empty] | Borrego et al. 2016 |  |  | https://www.sciencedirect.com/science/article/pii/S1352231016307610 |  | JRC-FK
Alphasense |  |  | NO2-B43F | Y | electrochemical | sensor system | NO2 | ppb | N | black box | FIELD |  |  |  | 1 | hour | [16 empty] | REF | Sensor | linear | 0.89 |  |  |  | 1.46 | [40 empty] | Borrego et al. 2016 |  |  | https://www.sciencedirect.com/science/article/pii/S1352231016307610 |  | JRC-FK
SGX-Sensotech | e2V, MiCS |  | MiCS-2710 |  | Metal Oxide | sensor system | NO2 | ppb | N | black box | FIELD |  |  |  | 1 | hour | [16 empty] | REF | Sensor | linear | 0.02 |  |  |  | 16.17 | [40 empty] | Borrego et al. 2016 | 7 | USD | https://www.sciencedirect.com/science/article/pii/S1352231016307610 |  | JRC-FK
Alphasense |  |  | MiCS-2710 |  | electrochemical | sensor system | CO | ppb | N | black box | FIELD |  |  |  | 1 | hour | [16 empty] | REF | Sensor | linear | 0.76 |  |  |  | 0.09 | [8 empty] | 0.085 |  |  | -0.053 | -0.034 | [27 empty] | Borrego et al. 2016 |  |  | https://www.sciencedirect.com/science/article/pii/S1352231016307610 | cross sensitivity come from Lewis et al. 2016 | JRC-FK
Alphasense |  |  | CO-B4 | Y | electrochemical | sensor system | CO | ppb | N | black box | FIELD |  |  |  | 1 | hour | [16 empty] | REF | Sensor | linear | 0.53 |  |  |  | 0.1 | [8 empty] | 0.085 |  |  | -0.053 | -0.034 | [27 empty] | Borrego et al. 2016 |  |  | https://www.sciencedirect.com/science/article/pii/S1352231016307610 | cross sensitivity come from Lewis et al. 2016 | JRC-FK
Alphasense |  |  | CO-B4 | Y | electrochemical | sensor system | CO | ppb | N | black box | FIELD |  |  |  | 1 | hour | [16 empty] | REF | Sensor | linear | 0.87 |  |  |  | 0.18 | [8 empty] | 0.085 |  |  | -0.053 | -0.034 | [27 empty] | Borrego et al. 2016 |  |  | https://www.sciencedirect.com/science/article/pii/S1352231016307610 | cross sensitivity come from Lewis et al. 2016 | JRC-FK
Alphasense |  |  | CO-B4 | Y | electrochemical | sensor system | CO | ppb | N | black box | FIELD |  |  |  | 1 | hour | [16 empty] | REF | Sensor | linear | 0.86 |  |  |  | 0.05 | [8 empty] | 0.085 |  |  | -0.053 | -0.034 | [27 empty] | Borrego et al. 2016 |  |  | https://www.sciencedirect.com/science/article/pii/S1352231016307610 | cross sensitivity come from Lewis et al. 2016 | JRC-FK
Novasense |  |  | SDS011 |  | optical | sensor system | PM2.5 | µg/m3 | N | open source | LAB |  |  |  | 2 | minutes | 0.8634 | 6.3 | 2 |  |  |  |  | linear | PM2.5=a0+a1*Rs | [7 empty] | REF | Sensor |  |  |  |  | 2.6 | [41 empty] | Cavaliere et at. 2018 |  |  | https://www.mdpi.com/1424-8220/18/9/2843 |  | JRC-FK
Novasense |  |  | SDS011 |  | optical | sensor system | PM10 | µg/m3 | N | open source | LAB |  |  |  | 2 | minutes | 0.7679 | 5 | 0.7 |  |  |  |  | linear | PM10=a0+a1*Rs | [7 empty] | REF | Sensor |  |  |  |  | 3.3 | [41 empty] | Cavaliere et at. 2018 |  |  | https://www.mdpi.com/1424-8220/18/9/2843 |  | JRC-FK
Novasense |  |  | SDS011 |  | optical | sensor system | PM2.5 | µg/m3 | N | open source | FIELD |  |  |  | 24 | hour | [16 empty] | REF | Sensor | linear | 0.957 | 0.777 | 0.959 | 4.056 | [41 empty] | Cavaliere et at. 2018 |  |  | https://www.mdpi.com/1424-8220/18/9/2843 |  | JRC-FK
Novasense |  |  | SDS011 |  | optical | sensor system | PM10 | µg/m3 | N | open source | FIELD |  |  |  | 24 | hour | [16 empty] | REF | Sensor | linear | 0.909 | 1.288 | 0.972 | 6.084 | [41 empty] | Cavaliere et at. 2018 |  |  | https://www.mdpi.com/1424-8220/18/9/2843 |  | JRC-FK
AQmesh |  | POD1 | AQMesh v.4.0 |  | electrochemical | sensor system | NO2 | µg/m3 | Y | open source | FIELD |  |  |  | 1 | hour | [7 empty] | MLR | NO2=a0+a1*Rs+a2*NO+a3*O3+a4*T | O3 | T |  | NO |  |  |  | REF | Sensor | linear | 0.81 |  |  | 5.5 | 4.4 | [40 empty] | Cordero et al. 2018 |  |  | https://linkinghub.elsevier.com/retrieve/pii/S0925400518307159 | MLR (R), Support Vector Machines, e1017 (R), ANN - Neuralnet (R), RandomForest (R), R caret PACKAGES | JRC-FK
AQmesh |  | POD2 | AQMesh v.4.0 |  | electrochemical | sensor system | NO2 | µg/m3 | Y | open source | FIELD |  |  |  | 1 | hour | [7 empty] | MLR | NO2=a0+a1*Rs+a2*NO+a3*O3+a4*T | O3 | T |  | NO |  |  |  | REF | Sensor | linear | 0.93 |  |  | 7.3 | 5.4 | [40 empty] | Cordero et al. 2018 |  |  | https://linkinghub.elsevier.com/retrieve/pii/S0925400518307159 |  | JRC-FK
AQmesh |  | POD3 | AQMesh v.4.0 |  | electrochemical | sensor system | NO2 | µg/m3 | Y | open source | FIELD |  |  |  | 1 | hour | [7 empty] | MLR | NO2=a0+a1*Rs+a2*NO+a3*O3+a4*T | O3 | T |  | NO |  |  |  | REF | Sensor | linear | 0.85 |  |  | 5.5 | 4.6 | [40 empty] | Cordero et al. 2018 |  |  | https://linkinghub.elsevier.com/retrieve/pii/S0925400518307159 |  | JRC-FK
AQmesh |  | POD4 | AQMesh v.4.0 |  | electrochemical | sensor system | NO2 | µg/m3 | Y | open source | FIELD |  |  |  | 1 | hour | [7 empty] | MLR | NO2=a0+a1*Rs+a2*NO+a3*O3+a4*T | O3 | T |  | NO |  |  |  | REF | Sensor | linear | 0.9 |  |  | 7.2 | 5.9 | [40 empty] | Cordero et al. 2018 |  |  | https://linkinghub.elsevier.com/retrieve/pii/S0925400518307159 |  | JRC-FK
AQmesh |  | POD1 | AQMesh v.4.0 |  | electrochemical | sensor system | NO2 | µg/m3 | Y | open source | FIELD |  |  |  | 1 | hour | [7 empty] | RF | [8 empty] | REF | Sensor | linear | 0.9 |  |  | 4.3 | 3.5 | [40 empty] | Cordero et al. 2018 |  |  | https://linkinghub.elsevier.com/retrieve/pii/S0925400518307159 |  | JRC-FK
AQmesh |  | POD2 | AQMesh v.4.0 |  | electrochemical | sensor system | NO2 | µg/m3 | Y | open source | FIELD |  |  |  | 1 | hour | [7 empty] | RF | [8 empty] | REF | Sensor | linear | 0.86 |  |  | 8.9 | 6.3 | [40 empty] | Cordero et al. 2018 |  |  | https://linkinghub.elsevier.com/retrieve/pii/S0925400518307159 |  | JRC-FK
AQmesh |  | POD3 | AQMesh v.4.0 |  | electrochemical | sensor system | NO2 | µg/m3 | Y | open source | FIELD |  |  |  | 1 | hour | [7 empty] | RF | [8 empty] | REF | Sensor | linear | 0.85 |  |  | 5 | 4.1 | [40 empty] | Cordero et al. 2018 |  |  | https://linkinghub.elsevier.com/retrieve/pii/S0925400518307159 |  | JRC-FK
AQmesh |  | POD4 | AQMesh v.4.0 |  | electrochemical | sensor system | NO2 | µg/m3 | Y | open source | FIELD |  |  |  | 1 | hour | [7 empty] | RF | [8 empty] | REF | Sensor | linear | 0.95 |  |  | 6.8 | 5.5 | [40 empty] | Cordero et al. 2018 |  |  | https://linkinghub.elsevier.com/retrieve/pii/S0925400518307159 |  | JRC-FK
AQmesh |  | POD1 | AQMesh v.4.0 |  | electrochemical | sensor system | NO2 | µg/m3 | Y | open source | FIELD |  |  |  | 1 | hour | [7 empty] | SVM | [8 empty] | REF | Sensor | linear | 0.81 |  |  | 5.4 | 3.9 | [40 empty] | Cordero et al. 2018 |  |  | https://linkinghub.elsevier.com/retrieve/pii/S0925400518307159 |  | JRC-FK
AQmesh |  | POD2 | AQMesh v.4.0 |  | electrochemical | sensor system | NO2 | µg/m3 | Y | open source | FIELD |  |  |  | 1 | hour | [7 empty] | SVM | [8 empty] | REF | Sensor | linear | 0.89 |  |  | 7.9 | 4.8 | [40 empty] | Cordero et al. 2018 |  |  | https://linkinghub.elsevier.com/retrieve/pii/S0925400518307159 |  | JRC-FK
AQmesh |  | POD3 | AQMesh v.4.0 |  | electrochemical | sensor system | NO2 | µg/m3 | Y | open source | FIELD |  |  |  | 1 | hour | [7 empty] | SVM | [8 empty] | REF | Sensor | linear | 0.79 |  |  | 6 | 4.4 | [40 empty] | Cordero et al. 2018 |  |  | https://linkinghub.elsevier.com/retrieve/pii/S0925400518307159 |  | JRC-FK
AQmesh |  | POD4 | AQMesh v.4.0 |  | electrochemical | sensor system | NO2 | µg/m3 | Y | open source | FIELD |  |  |  | 1 | hour | [7 empty] | SVM | [8 empty] | REF | Sensor | linear | 0.95 |  |  | 9.3 | 8.2 | [40 empty] | Cordero et al. 2018 |  |  | https://linkinghub.elsevier.com/retrieve/pii/S0925400518307159 |  | JRC-FK
AQmesh |  | POD1 | AQMesh v.4.0 |  | electrochemical | sensor system | NO2 | µg/m3 | Y | open source | FIELD |  |  |  | 1 | hour | [7 empty] | ANN | [8 empty] | REF | Sensor | linear | 0.88 |  |  | 12 | 11.7 | [40 empty] | Cordero et al. 2018 |  |  | https://linkinghub.elsevier.com/retrieve/pii/S0925400518307159 |  | JRC-FK
AQmesh |  | POD2 | AQMesh v.4.0 |  | electrochemical | sensor system | NO2 | µg/m3 | Y | open source | FIELD |  |  |  | 1 | hour | [7 empty] | ANN | [8 empty] | REF | Sensor | linear | 0.62 |  |  | 14 | 11.1 | [40 empty] | Cordero et al. 2018 |  |  | https://linkinghub.elsevier.com/retrieve/pii/S0925400518307159 |  | JRC-FK
AQmesh |  | POD3 | AQMesh v.4.0 |  | electrochemical | sensor system | NO2 | µg/m3 | Y | open source | FIELD |  |  |  | 1 | hour | [7 empty] | ANN | [8 empty] | REF | Sensor | linear | 0.88 |  |  | 6.1 | 5.2 | [40 empty] | Cordero et al. 2018 |  |  | https://linkinghub.elsevier.com/retrieve/pii/S0925400518307159 |  | JRC-FK
AQmesh |  | POD4 | AQMesh v.4.0 |  | electrochemical | sensor system | NO2 | µg/m3 | Y | open source | FIELD |  |  |  | 1 | hour | [7 empty] | ANN | [8 empty] | REF | Sensor | linear | 0.86 |  |  | 9.8 | 8.3 | [40 empty] | Cordero et al. 2018 |  |  | https://linkinghub.elsevier.com/retrieve/pii/S0925400518307159 |  | JRC-FK
Alphasense |  |  | NO2-B42F | N | electrochemical | sensor system | NO2 | ppb | Y | open source | FIELD |  |  |  | 1 | min |  | -15.91 | 0.1593 |  | 0.7 |  |  | MLR | Rs=a0+a1*NO2+a2*NO+a3*RH+a4*CO+a5*CO2+a5*O3 | O3 | 0.9606 | RH | NO | CO | CO2 |  | REF | Sensor | linear | 0.84 | 10 | 0.82 | 7.96 | [41 empty] | Mueller et al. 2017 |  |  | https://www.atmos-meas-tech.net/10/3783/2017/ | coefficient units = (mv ppb-1) | JRC-FK
Alphasense |  |  | NO2-B42F | N | electrochemical | sensor system | NO2 | ppb | Y | open source | FIELD |  |  |  | 1 | min |  | -15.93 | 0.1606 | -0.00175 | 0.7 | 0.000121 | 1.87e-07 | MLR | Rs=a0+a1*NO2+a2*NO+a3*RH+a4*CO+a5*CO2+a5*O3 | O3 | 0.8836 | RH | NO | CO | CO2 |  | REF | Sensor | linear | 0.85 | 12.6 | 0.84 | 10.33 | [41 empty] | Mueller et al. 2017 |  |  | https://www.atmos-meas-tech.net/10/3783/2017/ | coefficient units = (mv ppb-1) | JRC-FK
Alphasense |  |  | NO2-B42F | N | electrochemical | sensor system | NO2 | ppb | Y | open source | FIELD |  |  |  | 1 | min |  | -0.09 | 0.1547 |  | 0.63 |  |  | MLR | Rs=a0+a1*NO2+a2*NO+a3*RH+a4*CO+a5*CO2+a5*O3 | O3 | 0.8464 | RH | NO | CO | CO2 |  | REF | Sensor | linear | 0.87 | 7.4 | 0.85 | 6.14 | [41 empty] | Mueller et al. 2017 |  |  | https://www.atmos-meas-tech.net/10/3783/2017/ | coefficient units = (mv ppb-1) | JRC-FK
Alphasense |  |  | NO2-B42F | N | electrochemical | sensor system | NO2 | ppb | Y | open source | FIELD |  |  |  | 1 | min |  | -0.13 | 0.1548 | -0.000204 | 0.63 | 0.000134 | 1.81e-07 | MLR | Rs=a0+a1*NO2+a2*NO+a3*RH+a4*CO+a5*CO2+a5*O3 | O3 | 0.8464 | RH | NO | CO | CO2 |  | REF | Sensor | linear | 0.8 | 11.1 | 0.83 | 9.23 | [41 empty] | Mueller et al. 2017 |  |  | https://www.atmos-meas-tech.net/10/3783/2017/ | coefficient units = (mv ppb-1) | JRC-FK
TSI |  |  | AirAssure |  | optical | OEM | PM2.5 | µg/m3 | Y | open source | FIELD |  |  |  | 1 | hour | [16 empty] | REF | Sensor | linear | 0.64 | 2.64 | 1.14 | 0.41 |  |  |  | 87 | [37 empty] | Feinberg et al. 2018 |  |  | https://www.atmos-meas-tech.net/11/4605/2018/ |  | JRC-FK
TSI |  |  | AirAssure |  | optical | OEM | PM2.5 | µg/m3 | Y | open source | FIELD |  |  |  | 1 | hour | [16 empty] | REF | Sensor | linear | 0.608 | -0.04 | 1.13 |  |  |  |  | 87 | [37 empty] | Feinberg et al. 2018 |  |  | https://www.atmos-meas-tech.net/11/4605/2018/ |  | JRC-FK
TSI |  |  | AirAssure |  | optical | OEM | PM2.5 | µg/m3 | Y | open source | FIELD |  |  |  | 1 | hour | [16 empty] | REF | Sensor | linear | 0.81 | -1.38 | 1.19 |  |  |  |  | 74 | [37 empty] | Feinberg et al. 2018 |  |  | https://www.atmos-meas-tech.net/11/4605/2018/ |  | JRC-FK
HabitatMap | Plantower-PMS7003 | AirCasting | AirBeam | Y | optical | OEM | PM | hppcf | Y | open source | FIELD |  |  |  | 1 | hour | [16 empty] | REF | Sensor | linear | 0.67 | -323 | 273 | 0.06 |  |  |  | 68 | [37 empty] | Feinberg et al. 2018 |  |  | https://www.atmos-meas-tech.net/11/4605/2018/ |  | JRC-FK
HabitatMap | Plantower-PMS7003 | AirCasting | AirBeam | Y | optical | OEM | PM | hppcf | Y | open source | FIELD |  |  |  | 1 | hour | [16 empty] | REF | Sensor | linear | 0.7056 | -1234 | 278 |  |  |  |  | 68 | [37 empty] | Feinberg et al. 2018 |  |  | https://www.atmos-meas-tech.net/11/4605/2018/ |  | JRC-FK
HabitatMap | Plantower-PMS7003 | AirCasting | AirBeam | Y | optical | OEM | PM | hppcf | Y | open source | FIELD |  |  |  | 1 | hour | [16 empty] | REF | Sensor | linear | 0.67 | -352 | 322 |  |  |  |  | 29 | [37 empty] | Feinberg et al. 2018 |  |  | https://www.atmos-meas-tech.net/11/4605/2018/ |  | JRC-FK
Environement S.A. | CairPol |  | CairClip NO2 |  | electrochemical | OEM | NO2+O3 | ppb | Y | open source | FIELD |  |  |  | 1 | hour | [16 empty] | REF | Sensor | linear | 0.7569 | -10 | 0.65 |  |  |  |  | 63 | [37 empty] | Feinberg et al. 2018 |  |  | https://www.atmos-meas-tech.net/11/4605/2018/ |  | JRC-FK
Environement S.A. | CairPol |  | CairClip NO2 |  | electrochemical | OEM | NO2+O3 | ppb | Y | open source | FIELD |  |  |  | 1 | hour | [16 empty] | REF | Sensor | linear | 0.7056 | -15 | 0.67 |  |  |  |  | 82 | [37 empty] | Feinberg et al. 2018 |  |  | https://www.atmos-meas-tech.net/11/4605/2018/ |  | JRC-FK
Dylos |  |  | DC1100 |  | optical | OEM | PM2.5-0.5 | hppcf | Y | open source | FIELD |  |  |  | 1 | hour | [16 empty] | REF | Sensor | linear | 0.7396 | -152 | 64 | 0.15 |  |  |  | 82 | [37 empty] | Feinberg et al. 2018 | 200 | USD | https://www.atmos-meas-tech.net/11/4605/2018/ |  | JRC-FK
Dylos |  |  | DC1100 |  | optical | OEM | PM2.5-0.5 | hppcf | Y | open source | FIELD |  |  |  | 1 | hour | [16 empty] | REF | Sensor | linear | 0.6084 | -1182 | 428 |  |  |  |  | 72 | [37 empty] | Feinberg et al. 2018 | 200 | USD | https://www.atmos-meas-tech.net/11/4605/2018/ |  | JRC-FK
Dylos |  |  | DC1100 |  | optical | OEM | PM2.5-0.5 | hppcf | Y | open source | FIELD |  |  |  | 1 | hour | [16 empty] | REF | Sensor | linear | 0.5329 | -941 | 431 |  |  |  |  | 77 | [37 empty] | Feinberg et al. 2018 | 200 | USD | https://www.atmos-meas-tech.net/11/4605/2018/ |  | JRC-FK
Dylos |  |  | DC1100 PRO |  | optical | OEM | PM10-2.5 | hppcf | Y | open source | FIELD |  |  |  | 1 | hour | [16 empty] | REF | Sensor | linear | 0.16 | 5.5 | 1.3 | 0.1 |  |  |  | 82 | [37 empty] | Feinberg et al. 2018 | 300 | USD | https://www.atmos-meas-tech.net/11/4605/2018/ |  | JRC-FK
Dylos |  |  | DC1100 PRO |  | optical | OEM | PM10-2.5 | hppcf | Y | open source | FIELD |  |  |  | 1 | hour | [16 empty] | REF | Sensor | linear | 0.1089 | 73 | 5.7 |  |  |  |  | 72 | [37 empty] | Feinberg et al. 2018 | 300 | USD | https://www.atmos-meas-tech.net/11/4605/2018/ |  | JRC-FK
Dylos |  |  | DC1100 PRO |  | optical | OEM | PM10-2.5 | hppcf | Y | open source | FIELD |  |  |  | 1 | hour | [16 empty] | REF | Sensor | linear | 0.0729 | 84 | 4.9 |  |  |  |  | 77 | [37 empty] | Feinberg et al. 2018 | 300 | USD | https://www.atmos-meas-tech.net/11/4605/2018/ |  | JRC-FK
AlphaSense |  |  | OPC-N2 |  | optical | OEM | PM2.5 | µg/m3 | Y | open source | FIELD |  |  |  | 1 | hour | [16 empty] | REF | Sensor | linear | 0.2025 | -0.3 | 0.4 | 1.08 |  |  |  | 76 | [37 empty] | Feinberg et al. 2018 |  |  | https://www.atmos-meas-tech.net/11/4605/2018/ |  | JRC-FK
AlphaSense |  |  | OPC-N2 |  | optical | OEM | PM2.5 | µg/m3 | Y | open source | FIELD |  |  |  | 1 | hour | [16 empty] | REF | Sensor | linear | 0.115 | -1.66 | 0.49 |  |  |  |  | 71 | [37 empty] | Feinberg et al. 2018 |  |  | https://www.atmos-meas-tech.net/11/4605/2018/ |  | JRC-FK
AlphaSense |  |  | OPC-N2 |  | optical | OEM | PM2.5 | µg/m3 | Y | open source | FIELD |  |  |  | 1 | hour | [16 empty] | REF | Sensor | linear | 0.0121 | 0.6 | 0.07 |  |  |  |  | 82 | [37 empty] | Feinberg et al. 2018 |  |  | https://www.atmos-meas-tech.net/11/4605/2018/ |  | JRC-FK
AlphaSense |  |  | OPC-N2 |  | optical | OEM | PM10 | µg/m3 | Y | open source | FIELD |  |  |  | 1 | hour | [16 empty] | REF | Sensor | linear | 0.2209 | 2.98 | 0.45 | 1.01 |  |  |  | 76 | [37 empty] | Feinberg et al. 2018 |  |  | https://www.atmos-meas-tech.net/11/4605/2018/ |  | JRC-FK
AlphaSense |  |  | OPC-N2 |  | optical | OEM | PM10 | µg/m3 | Y | open source | FIELD |  |  |  | 1 | hour | [16 empty] | REF | Sensor | linear | 0.4624 | -1.06 | 0.54 |  |  |  |  | 71 | [37 empty] | Feinberg et al. 2018 |  |  | https://www.atmos-meas-tech.net/11/4605/2018/ |  | JRC-FK
AlphaSense |  |  | OPC-N2 |  | optical | OEM | PM10 | µg/m3 | Y | open source | FIELD |  |  |  | 1 | hour | [16 empty] | REF | Sensor | linear | 0.04 | 2.86 | 0.12 |  |  |  |  | 82 | [37 empty] | Feinberg et al. 2018 |  |  | https://www.atmos-meas-tech.net/11/4605/2018/ |  | JRC-FK
Shinyei |  |  | PMS-SYS-1 | Y | optical | OEM | PM2.5 | µg/m3 | Y | open source | FIELD |  |  |  | 1 | hour | [16 empty] | REF | Sensor | linear | 0.5041 | 0.24 | 0.58 | 0.2 |  |  |  | 73 | [37 empty] | Feinberg et al. 2018 |  |  | https://www.atmos-meas-tech.net/11/4605/2018/ |  | JRC-FK
Shinyei |  |  | PMS-SYS-1 | Y | optical | OEM | PM2.5 | µg/m3 | Y | open source | FIELD |  |  |  | 1 | hour | [16 empty] | REF | Sensor | linear | 0.5184 | 0.8 | 0.54 |  |  |  |  | 87 | [37 empty] | Feinberg et al. 2018 |  |  | https://www.atmos-meas-tech.net/11/4605/2018/ |  | JRC-FK
Shinyei |  |  | PMS-SYS-1 | Y | optical | OEM | PM2.5 | µg/m3 | Y | open source | FIELD |  |  |  | 1 | hour | [16 empty] | REF | Sensor | linear | 0.0001 | 4.35 | 0.42 |  |  |  |  | 92 | [37 empty] | Feinberg et al. 2018 |  |  | https://www.atmos-meas-tech.net/11/4605/2018/ |  | JRC-FK
AirViz |  |  | Speck |  | optical | OEM | PM2.5 | µg/m3 | Y | open source | FIELD |  |  |  | 1 | hour | [16 empty] | REF | Sensor | linear | 0.0576 | 13 | 0.76 | 37 |  |  |  | 93 | [37 empty] | Feinberg et al. 2018 |  |  | https://www.atmos-meas-tech.net/11/4605/2018/ |  | JRC-FK
AirViz |  |  | Speck |  | optical | OEM | PM2.5 | µg/m3 | Y | open source | FIELD |  |  |  | 1 | hour | [16 empty] | REF | Sensor | linear | 0.16 | 15 | 0.74 |  |  |  |  | 96 | [37 empty] | Feinberg et al. 2018 |  |  | https://www.atmos-meas-tech.net/11/4605/2018/ |  | JRC-FK
AirViz |  |  | Speck |  | optical | OEM | PM2.5 | µg/m3 | Y | open source | FIELD |  |  |  | 1 | hour | [16 empty] | REF | Sensor | linear | 0.1225 | 10 | 0.62 |  |  |  |  | 61 | [37 empty] | Feinberg et al. 2018 |  |  | https://www.atmos-meas-tech.net/11/4605/2018/ |  | JRC-FK
TZOA |  |  | TZOA-PM Research Sensors |  | optical | OEM | PM | hppcf | Y | open source | FIELD |  |  |  | 1 | hour | [16 empty] | REF | Sensor | linear | 0.4356 | 1.37 | 6.68 | 17 |  |  |  | 47 | [37 empty] | Feinberg et al. 2018 |  |  | https://www.atmos-meas-tech.net/11/4605/2018/ |  | JRC-FK
TZOA |  |  | TZOA-PM Research Sensors |  | optical | OEM | PM | hppcf | Y | open source | FIELD |  |  |  | 1 | hour | [16 empty] | REF | Sensor | linear | 0.518 | 2.16 | 6.75 |  |  |  |  | 47 | [37 empty] | Feinberg et al. 2018 |  |  | https://www.atmos-meas-tech.net/11/4605/2018/ |  | JRC-FK
Sharp |  |  | GP2Y1010AU0F |  | optical | sensor system | PM2.5 | µg/m3 | Y | open source | FIELD |  |  |  | 1 | hour | [7 empty] | linear | PM2.5=0.6*Rs+19; Rs=-4.4*T - 49 |  | T | [5 empty] | TEOM-FDMS | Sensor | linear | 0.72 |  |  | 14.1 | [38 empty] | NO |  |  | Olivares and Edwards, 2015 | 10 | USD | https://www.atmos-meas-tech-discuss.net/amt-2015-175/ |  | JRC-FK
Syhitech | DSM501A |  | Speck | Y | optical | sensor system | PM2.5 | µg/m3 | N | black box | LAB |  |  |  | 1 | min | [16 empty] | REF | Sensor | linear | 0.92 | -35 | 1.6 |  |  |  | 22.3 | [38 empty] | Manikonda et al. 2016 | 15 | USD | https://linkinghub.elsevier.com/retrieve/pii/S0021850216301021 | cigarette smoke | JRC-FK
Syhitech | DSM501A |  | Speck | Y | optical | sensor system | PM2.5 | µg/m3 | N | black box | LAB |  |  |  | 1 | min | [16 empty] | REF | Sensor | linear | 0.92 | -35 | 1.8 |  |  |  | 22.3 | [38 empty] | Manikonda et al. 2016 | 15 | USD | https://linkinghub.elsevier.com/retrieve/pii/S0021850216301021 | cigarette smoke | JRC-FK
Dylos |  |  | DC1100 PRO |  | optical | sensor system | PM2.5-0.5 | µg/m3 | N | black box | LAB |  |  |  | 1 | min | [16 empty] | REF | Sensor | linear | 0.88 | 67 | 0.95 |  |  |  | 13.4 | [38 empty] | Manikonda et al. 2016 | 300 | USD | https://linkinghub.elsevier.com/retrieve/pii/S0021850216301021 | cigarette smoke | JRC-FK
Dylos |  |  | DC1100 PRO |  | optical | sensor system | PM2.5-0.5 | µg/m3 | N | black box | LAB |  |  |  | 1 | min | 0.96 | 30.1 | 0.0056 | 1.99 |  |  |  | non-linear | Rs=a0+a1*PM2.52+a2*PM2.5 | [7 empty] | REF | Sensor | [46 empty] | Manikonda et al. 2016 | 300 | USD |  |  | JRC-FK
Dylos |  |  | DC1100 PRO |  | optical | sensor system | PM10 | µg/m3 | N | black box | LAB |  |  |  | 1 | min | [16 empty] | REF | Sensor | linear | 0.67 | 77.65 | 0.7 |  |  |  | 13.4 | [38 empty] | Manikonda et al. 2016 | 300 | USD | https://linkinghub.elsevier.com/retrieve/pii/S0021850216301021 | cigarette smoke | JRC-FK
Dylos |  |  | DC1700 |  | optical | sensor system | PM2.5-0.5 | µg/m3 | N | black box | LAB |  |  |  | 1 | min | [16 empty] | REF | Sensor | linear | 0.87 | 73 | 0.89 |  |  |  | 13.4 | [38 empty] | Manikonda et al. 2016 | 400 | USD | https://linkinghub.elsevier.com/retrieve/pii/S0021850216301021 | cigarette smoke | JRC-FK
Dylos |  |  | DC1700 |  | optical | sensor system | PM2.5-0.5 | µg/m3 | N | black box | LAB |  |  |  | 1 | min | 0.93 | 38.86 | 0.0052 | 1.86 |  |  |  | non-linear | Rs=a0+a1*PM2.52+a2*PM2.5 | [7 empty] | REF | Sensor | [46 empty] | Manikonda et al. 2016 | 400 | USD |  |  | JRC-FK
Dylos |  |  | DC1700 |  | optical | sensor system | PM10 | µg/m3 | N | black box | LAB |  |  |  | 1 | min | [16 empty] | REF | Sensor | linear | 0.7 | 82.21 | 0.68 |  |  |  | 13.4 | [38 empty] | Manikonda et al. 2016 | 400 | USD | https://linkinghub.elsevier.com/retrieve/pii/S0021850216301021 | cigarette smoke | JRC-FK
TSI | Sharp-GP2Y1010AU0F | Sharp | AirAssure |  | optical | sensor system | PM2.5 | µg/m3 | N | black box | LAB |  |  |  | 1 | min | [16 empty] | REF | Sensor | linear | 0.45 | 107 | 3.1 |  |  |  | 13.4 | [38 empty] | Manikonda et al. 2016 | 10 | USD | https://linkinghub.elsevier.com/retrieve/pii/S0021850216301021 | cigarette smoke | JRC-FK
TSI | Sharp-GP2Y1010AU0F | Sharp | AirAssure |  | optical | sensor system | PM2.5 | µg/m3 | N | black box | LAB |  |  |  | 1 | min | [16 empty] | REF | Sensor | linear | 0.99 | -7.3 | 7.7 |  |  |  | 2.6 | [38 empty] | Manikonda et al. 2016 | 10 | USD | https://linkinghub.elsevier.com/retrieve/pii/S0021850216301021 | cigarette smoke | JRC-FK
TSI | Sharp-GP2Y1010AU0F | Sharp | AirAssure |  | optical | sensor system | PM2.5 | µg/m3 | N | black box | LAB |  |  |  | 1 | min | [16 empty] | REF | Sensor | linear | 0.42 | 122 | 2.8 |  |  |  | 4 | [38 empty] | Manikonda et al. 2016 | 10 | USD | https://linkinghub.elsevier.com/retrieve/pii/S0021850216301021 | cigarette smoke | JRC-FK
UB AirSense-Sharp | Sharp-GP2Y1010AU0F |  | UBAS |  | optical | sensor system | PM2.5 | µg/m3 | N | black box | LAB |  |  |  | 1 | min | [16 empty] | REF | Sensor | linear | 0.85 | 40 | 1.6 |  |  |  | 4 | [38 empty] | Manikonda et al. 2016 | 10 | USD | https://linkinghub.elsevier.com/retrieve/pii/S0021850216301021 | cigarette smoke | JRC-FK
Syhitech | DSM501A |  | Speck | Y | optical | sensor system | PM2.5 | µg/m3 | N | black box | LAB |  |  |  | 1 | min | [16 empty] | REF | Sensor | linear | 0.96 | 2.9 | 2 |  |  |  | 52.7 | [38 empty] | Manikonda et al. 2016 | 15 | USD | https://linkinghub.elsevier.com/retrieve/pii/S0021850216301021 | Arizona Test Dust | JRC-FK
Syhitech | DSM501A |  | Speck | Y | optical | sensor system | PM2.5 | µg/m3 | N | black box | LAB |  |  |  | 1 | min | [16 empty] | REF | Sensor | linear | 0.96 | 5.3 | 2.3 |  |  |  | 52.7 | [38 empty] | Manikonda et al. 2016 | 15 | USD | https://linkinghub.elsevier.com/retrieve/pii/S0021850216301021 | Arizona Test Dust | JRC-FK
Dylos |  |  | DC1100 PRO |  | optical | sensor system | PM2.5-0.5 | µg/m3 | N | black box | LAB |  |  |  | 1 | min | [16 empty] | REF | Sensor | linear | 0.94 | 0.91 | 0.1 |  |  |  | 46.1 | [38 empty] | Manikonda et al. 2016 | 300 | USD | https://linkinghub.elsevier.com/retrieve/pii/S0021850216301021 | Arizona Test Dust | JRC-FK
Dylos |  |  | DC1100 PRO |  | optical | sensor system | PM2.5-0.5 | µg/m3 | N | black box | LAB |  |  |  | 1 | min | 0.82 | 0.42 | -0.000154 | 0.15 |  |  |  | non-linear | Rs=a0+a1*PM2.52+a2*PM2.5 | [7 empty] | REF | Sensor | linear | [45 empty] | Manikonda et al. 2016 | 300 | USD |  |  | JRC-FK
Dylos |  |  | DC1100 PRO |  | optical | sensor system | PM10 | µg/m3 | N | black box | LAB |  |  |  | 1 | min | [16 empty] | REF | Sensor | linear | 0.89 | 2.1 | 0.094 |  |  |  | 46.1 | [38 empty] | Manikonda et al. 2016 | 300 | USD | https://linkinghub.elsevier.com/retrieve/pii/S0021850216301021 | Arizona Test Dust | JRC-FK
Dylos |  |  | DC1700 |  | optical | sensor system | PM2.5-0.5 | µg/m3 | N | black box | LAB |  |  |  | 1 | min | [16 empty] | REF | Sensor | linear | 0.93 | 0.99 | 0.11 |  |  |  | 46.1 | [38 empty] | Manikonda et al. 2016 | 400 | USD | https://linkinghub.elsevier.com/retrieve/pii/S0021850216301021 | Arizona Test Dust | JRC-FK
Dylos |  |  | DC1700 |  | optical | sensor system | PM2.5-0.5 | µg/m3 | N | black box | LAB |  |  |  | 1 | min | 0.78 | 0.42 | -0.000184 | 0.17 |  |  |  | non-linear | Rs=a0+a1*PM2.52+a2*PM2.5 | [7 empty] | REF | Sensor | linear | [45 empty] | Manikonda et al. 2016 | 400 | USD |  |  | JRC-FK
Dylos |  |  | DC1700 |  | optical | sensor system | PM10 | µg/m3 | N | black box | LAB |  |  |  | 1 | min | [16 empty] | REF | Sensor | linear | 0.85 | 2.27 | 0.1 |  |  |  | 46.1 | [38 empty] | Manikonda et al. 2016 | 400 | USD | https://linkinghub.elsevier.com/retrieve/pii/S0021850216301021 | Arizona Test Dust | JRC-FK
Sharp |  |  | GP2Y1010AU0F |  | optical | sensor system | PM2.5 | µg/m3 | N | black box | LAB |  |  |  | 1 | min | [16 empty] | REF | Sensor | linear | 0.98 | 3.24 | 0.45 |  |  |  | 46.1 | [38 empty] | Manikonda et al. 2016 | 10 | USD | https://linkinghub.elsevier.com/retrieve/pii/S0021850216301021 | Arizona Test Dust | JRC-FK
Sharp |  |  | GP2Y1010AU0F |  | optical | sensor system | PM2.5 | µg/m3 | N | black box | LAB |  |  |  | 1 | min | [16 empty] | REF | Sensor | linear | 0.94 | 3.4 | 0.3 |  |  |  | 96.9 | [38 empty] | Manikonda et al. 2016 | 10 | USD | https://linkinghub.elsevier.com/retrieve/pii/S0021850216301021 | Arizona Test Dust | JRC-FK
Sharp |  |  | GP2Y1010AU0F |  | optical | sensor system | PM2.5 | µg/m3 | N | black box | LAB |  |  |  | 1 | min | [16 empty] | REF | Sensor | linear | 0.98 | 1.56 | 0.41 |  |  |  | 118.2 | [38 empty] | Manikonda et al. 2016 | 10 | USD | https://linkinghub.elsevier.com/retrieve/pii/S0021850216301021 | Arizona Test Dust | JRC-FK
Dylos |  |  | DC1700 |  | optical | sensor system | PM10-2.5 | #/cm3 | Y | open source | LAB |  |  |  | 1 | min | 0.98 | 98 | 8.6 |  |  |  |  | linear | PM=a0+a1*Rs | [7 empty] | SMPS | Sensor | linear | 0.98 | 10 | 1.2 |  |  | -18 |  |  |  | 3.1 | [15 empty] | 8 | [10 empty] | YES | 350 | YES | [6 empty] | Sousan et al 2016 | 400 | USD | http://www.tandfonline.com/doi/full/10.1080/02786826.2016.1162901 | Arizona Road Dust | JRC-FK
Sharp |  |  | GP2Y1010AU0F |  | optical | sensor system | PM2.5 | µg/m3 | Y | open source | LAB |  |  |  | 1 | min | [16 empty] | REF | Sensor | linear | 0.99 | -55 | 1.3 |  |  | -5.8 | [16 empty] | 3.1 | [13 empty] | YES | 300 | [7 empty] | Sousan et al 2016 (b) | 12 | USD | http://www.tandfonline.com/doi/full/10.1080/02786826.2016.1162901 | Arizona Road Dust | JRC-FK
Sharp |  |  | DN7C3CA006 |  | optical | sensor system | PM2.5 | µg/m3 | Y | open source | LAB |  |  |  | 1 | min | [16 empty] | REF | Sensor | linear | 0.99 | -56 | 1.3 |  |  | -6.3 | [16 empty] | 4.2 | [13 empty] | YES | 120 | [7 empty] | Sousan et al 2016 (b) | 21 | USD | http://www.tandfonline.com/doi/full/10.1080/02786826.2016.1162901 | Arizona Road Dust | JRC-FK
Shinyei |  |  | PPD42NS | N | optical | OEM | PM2.5 | µg/m3 | Y | open source | LAB | urban |  |  | 1 | hour | 0.58 | [6 empty] | linear | PM2.5=a0+a1*Rs | [7 empty] | BAM | Sensor | [41 empty] | YES |  | NO |  |  | Holstius et al 2014 | 15 | USD | https://www.atmos-meas-tech.net/7/1121/2014/ |  | JRC-FK
Shinyei |  |  | PPD42NS | N | optical | OEM | PM2.5 | µg/m3 | Y | open source | LAB | urban |  |  | 1 | hour | 0.59 | [6 empty] | MLR | PM2.5=a0+a1*Rs+a2*RH |  |  | RH |  |  |  |  | BAM | Sensor | [41 empty] | YES |  | NO |  |  | Holstius et al 2014 | 15 | USD | https://www.atmos-meas-tech.net/7/1121/2014/ |  | JRC-FK
Shinyei |  |  | PPD42NS | N | optical | OEM | PM3 | µg/m3 | Y | open source | FIELD | urban |  |  | 1 | hour | [16 empty] | GRIMM | Sensor | linear | 0.92 |  |  | 2.4 | [36 empty] | YES |  | NO |  |  | Holstius et al 2014 | 15 | USD | https://www.atmos-meas-tech.net/7/1121/2014/ |  | JRC-FK
Shinyei |  |  | PPD42NS | N | optical | OEM | PM3 | µg/m3 | Y | open source | FIELD | urban |  |  | 1 | hour | [16 empty] | GRIMM | Sensor | linear | 0.94 |  |  | 2 | [36 empty] | YES |  | NO |  |  | Holstius et al 2014 | 15 | USD | https://www.atmos-meas-tech.net/7/1121/2014/ |  | JRC-FK
Shinyei |  |  | PPD42NS | N | optical | OEM | PM3 | µg/m3 | Y | open source | FIELD | urban |  |  | 1 | hour | [16 empty] | GRIMM | Sensor | linear | 0.94 |  |  | 2.1 | [36 empty] | YES |  | NO |  |  | Holstius et al 2014 | 15 | USD | https://www.atmos-meas-tech.net/7/1121/2014/ |  | JRC-FK
Shinyei |  |  | PPD42NS | N | optical | OEM | PM2 | µg/m3 | Y | open source | FIELD | urban |  |  | 1 | hour | [16 empty] | GRIMM | Sensor | linear | 0.9 |  |  | 1.7 | [36 empty] | YES |  | NO |  |  | Holstius et al 2014 | 15 | USD | https://www.atmos-meas-tech.net/7/1121/2014/ |  | JRC-FK
Shinyei |  |  | PPD42NS | N | optical | OEM | PM2 | µg/m3 | Y | open source | FIELD | urban |  |  | 1 | hour | [16 empty] | GRIMM | Sensor | linear | 0.93 |  |  | 1.4 | [36 empty] | YES |  | NO |  |  | Holstius et al 2014 | 15 | USD | https://www.atmos-meas-tech.net/7/1121/2014/ |  | JRC-FK
Shinyei |  |  | PPD42NS | N | optical | OEM | PM2 | µg/m3 | Y | open source | FIELD | urban |  |  | 1 | hour | [16 empty] | GRIMM | Sensor | linear | 0.93 |  |  | 1.4 | [36 empty] | YES |  | NO |  |  | Holstius et al 2014 | 15 | USD | https://www.atmos-meas-tech.net/7/1121/2014/ |  | JRC-FK
Shinyei |  |  | PPD42NS | N | optical | OEM | PM2.5 | µg/m3 | Y | open source | FIELD | urban |  |  | 1 | hour | [16 empty] | DustTrak | Sensor | linear | 0.64 |  |  | 5.1 | [36 empty] | YES |  | NO |  |  | Holstius et al 2014 | 15 | USD | https://www.atmos-meas-tech.net/7/1121/2014/ |  | JRC-FK
Shinyei |  |  | PPD42NS | N | optical | OEM | PM2.5 | µg/m3 | Y | open source | FIELD | urban |  |  | 1 | hour | [16 empty] | DustTrak | Sensor | linear | 0.68 |  |  | 4.8 | [36 empty] | YES |  | NO |  |  | Holstius et al 2014 | 15 | USD | https://www.atmos-meas-tech.net/7/1121/2014/ |  | JRC-FK
Shinyei |  |  | PPD42NS | N | optical | OEM | PM2.5 | µg/m3 | Y | open source | FIELD | urban |  |  | 1 | hour | [16 empty] | DustTrak | Sensor | linear | 0.7 |  |  | 4.6 | [36 empty] | YES |  | NO |  |  | Holstius et al 2014 | 15 | USD | https://www.atmos-meas-tech.net/7/1121/2014/ |  | JRC-FK
Shinyei |  |  | PPD42NS | N | optical | OEM | PM2.5 | µg/m3 | Y | open source | FIELD | urban |  |  | 1 | hour | [16 empty] | BAM | Sensor | linear | 0.56 |  |  | 3.5 | [36 empty] | YES |  | NO |  |  | Holstius et al 2014 | 15 | USD | https://www.atmos-meas-tech.net/7/1121/2014/ |  | JRC-FK
Shinyei |  |  | PPD42NS | N | optical | OEM | PM2.5 | µg/m3 | Y | open source | FIELD | urban |  |  | 1 | hour | [16 empty] | BAM | Sensor | linear | 0.61 |  |  | 3.4 | [36 empty] | YES |  | NO |  |  | Holstius et al 2014 | 15 | USD | https://www.atmos-meas-tech.net/7/1121/2014/ |  | JRC-FK
Shinyei |  |  | PPD42NS | N | optical | OEM | PM2.5 | µg/m3 | Y | open source | FIELD | urban |  |  | 1 | hour | [16 empty] | BAM | Sensor | linear | 0.58 |  |  | 3.6 | [36 empty] | YES |  | NO |  |  | Holstius et al 2014 | 15 | USD | https://www.atmos-meas-tech.net/7/1121/2014/ |  | JRC-FK
Shinyei |  |  | PPD42NS | N | optical | OEM | PM2.5 | µg/m3 | Y | open source | LAB |  |  |  | 2 | min | [7 empty] | non linear | Rs=a0(1-exp(-K*PM2.5)) | [7 empty] | APS | Sensor | linear | 0.97 |  | 5.4 | [26 empty] | 1 | [8 empty] | YES | [6 empty] | Austin et al. 2015 | 15 | USD | http://dx.plos.org/10.1371/journal.pone.0137789 | Arizona Test Dust | JRC-FK
Shinyei |  |  | PPD42NS | N | optical | OEM | PM2.5 | µg/m3 | N | black box | FIELD | urban |  |  | 1 | min | [7 empty] | n-order polynomial |  |  | T | RH |  |  |  |  | DustTrak | Sensor | linear | 0.925 | [39 empty] | YES |  | YES |  |  | Gao et al. 2015 | 15 | USD | https://www.sciencedirect.com/science/article/pii/S0269749115000160 |  | JRC-FK
Shinyei |  |  | PPD42NS | N | optical | OEM | PM2.5 | µg/m3 | N | black box | FIELD | urban |  |  | 1 | hour | [7 empty] | n-order polynomial |  |  | T | RH |  |  |  |  | DustTrak | Sensor | linear | 0.885 | [39 empty] | YES |  | YES |  |  | Gao et al. 2015 | 15 | USD | https://www.sciencedirect.com/science/article/pii/S0269749115000160 |  | JRC-FK
Shinyei |  |  | PPD42NS | N | optical | OEM | PM2.5 | µg/m3 | N | black box | LAB |  |  |  | 10 | min | [16 empty] | REF | Sensor | linear | 0.65 | [44 empty] | Kelly et al 2017 | 20 | USD | https://www.sciencedirect.com/science/article/pii/S026974911632718X?via%3Dihub |  | JRC-FK
Samyoung |  |  | DSM501A | Y | optical | sensor system | PM2.5 | µg/m3 | Y | open source | LAB | [5 empty] | 0.5 | [6 empty] | linear | [8 empty] | Sensor | DustTrak | [46 empty] | Alvarado et al. 2015 | 15 | USD | https://www.mdpi.com/1424-8220/15/8/19667 |  | JRC-FK
Sharp |  |  | GP2Y1010AU0F |  | optical | sensor system | PM2.5 | mg/m3/Volts | Y | open source | LAB |  |  |  | 1 | sec | 0.9844 |  | -4e-05 | 0.2227 |  |  |  | polynomial | Rs=a1*PM2.52+a2Rs | [7 empty] | Sensor | DustTrak | [46 empty] | Alvarado et al. 2015 | 10 | USD | https://www.mdpi.com/1424-8220/15/8/19667 |  | JRC-FK
Sharp |  |  | GP2Y1010AU0F |  | optical | sensor system | PM10 | mg/m3/Volts | Y | open source | LAB |  |  |  | 1 | sec | 0.6461 |  | -0.0002 | 0.2908 |  |  |  | polynomial | Rs=a1*PM102+a2Rs | [7 empty] | Sensor | DustTrak | [46 empty] | Alvarado et al. 2015 | 10 | USD | https://www.mdpi.com/1424-8220/15/8/19667 |  | JRC-FK
Syhitech | AIRVIZ | Speck | DSM501A | Y | optical | sensor system | PM2.5 | µg/m3 | N | black box | LAB |  |  |  | 1 | min | [16 empty] | GRIMM | Sensor | linear | 0.29 | 6.7 | 0.74 | [26 empty] | 9 | [15 empty] | Zikova et al. 2016 | 15 | USD | https://www.sciencedirect.com/science/article/pii/S0021850216301835?via%3Dihub |  | JRC-FK
Syhitech | AIRVIZ | Speck | DSM501A | Y | optical | sensor system | PM2.5 | µg/m3 | N | black box | FIELD |  |  |  | 1 | min | [16 empty] | GRIMM | Sensor | linear | 0.21 | 5.4 | 1.06 | [26 empty] | 9 | [15 empty] | Zikova et al. 2016 | 15 | USD | https://www.sciencedirect.com/science/article/pii/S0021850216301835?via%3Dihub |  | JRC-FK
Syhitech | AIRVIZ | Speck | DSM501A | Y | optical | sensor system | PM2.5 | µg/m3 | N | black box | FIELD |  |  |  | 1 | min | [16 empty] | GRIMM | Sensor | linear | 0.07 | 5.9 | 0.4 | [26 empty] | 9 | [15 empty] | Zikova et al. 2016 | 15 | USD | https://www.sciencedirect.com/science/article/pii/S0021850216301835?via%3Dihub |  | JRC-FK
Syhitech | AIRVIZ | Speck | DSM501A | Y | optical | sensor system | PM2.5 | µg/m3 | N | black box | LAB |  |  |  | 1 | hour | [16 empty] | GRIMM | Sensor | linear | 0.28 | 7.7 | 0.55 | [26 empty] | 9 | [15 empty] | Zikova et al. 2016 | 15 | USD | https://www.sciencedirect.com/science/article/pii/S0021850216301835?via%3Dihub |  | JRC-FK
Syhitech | AIRVIZ | Speck | DSM501A | Y | optical | sensor system | PM2.5 | µg/m3 | N | black box | FIELD |  |  |  | 1 | hour | [16 empty] | GRIMM | Sensor | linear | 0.46 | 4.3 | 1.9 | [26 empty] | 9 | [15 empty] | Zikova et al. 2016 | 15 | USD | https://www.sciencedirect.com/science/article/pii/S0021850216301835?via%3Dihub |  | JRC-FK
Syhitech | AIRVIZ | Speck | DSM501A | Y | optical | sensor system | PM2.5 | µg/m3 | N | black box | FIELD |  |  |  | 1 | hour | [16 empty] | GRIMM | Sensor | linear | 0.15 | 5.7 | 0.66 | [26 empty] | 9 | [15 empty] | Zikova et al. 2016 | 15 | USD | https://www.sciencedirect.com/science/article/pii/S0021850216301835?via%3Dihub |  | JRC-FK
Dylos |  |  | DC1100 |  | optical | sensor system | PM2.5-0.5 | #/m3 | Y | open source | LAB |  |  |  | 1 | min | 0.98 | -43.6 | 0.018 |  |  |  |  | linear | PM=a0+a1*Rs | [7 empty] | Sensor | DustTrak | linear | [29 empty] | 1 | [15 empty] | Northcross et al. 2013 | 300 | USD | https://www.sciencedirect.com/science/article/pii/S0021850216301835?via%3Dihub | Smoke and PLS | JRC-FK
Dylos |  |  | DC1100 |  | optical | sensor system | PM2.5-0.5 | #/m3 | Y | open source | FIELD |  |  |  | 24 | hour | [16 empty] | Sensor | DustTrak | linear | 0.99 | 0.008 | 0.51 | [42 empty] | Northcross et al. 2013 | 300 | USD | https://www.sciencedirect.com/science/article/pii/S0021850216301835?via%3Dihub |  | JRC-FK
Dylos |  |  | DC1700 | Y | optical | OEM | PM3 | #/cm3 | Y | open source | FIELD | urban |  |  | 1 | hour | [16 empty] | Sensor | GRIMM | linear | 0.98 |  |  | 0.8 | [41 empty] | Holstius et al 2014 | 400 | USD | https://www.atmos-meas-tech.net/7/1121/2014/ |  | JRC-FK
Dylos |  |  | DC1700 | Y | optical | OEM | PM2 | #/cm3 | Y | open source | FIELD | urban |  |  | 1 | hour | [16 empty] | Sensor | GRIMM | linear | 0.99 |  |  | 0.6 | [41 empty] | Holstius et al 2014 | 400 | USD | https://www.atmos-meas-tech.net/7/1121/2014/ |  | JRC-FK
Dylos |  |  | DC1700 | Y | optical | OEM | PM2.5 | #/cm3 | Y | open source | FIELD | urban |  |  | 1 | hour | [16 empty] | Sensor | DustTrak | linear | 0.78 |  |  | 4 | [41 empty] | Holstius et al 2014 | 400 | USD | https://www.atmos-meas-tech.net/7/1121/2014/ |  | JRC-FK
Dylos |  |  | DC1700 | Y | optical | OEM | PM2.5 | #/cm3 | Y | open source | FIELD | urban |  |  | 1 | hour | [16 empty] | Sensor | BAM | linear | 0.58 |  |  | 3.5 | [41 empty] | Holstius et al 2014 | 400 | USD | https://www.atmos-meas-tech.net/7/1121/2014/ |  | JRC-FK
Dylos |  |  | DC1700 |  | optical | OEM | PM2.5-0.5 | #ft-3 (PCN) | Y | open source | FIELD |  |  |  | 1 | hour | 0.9 | 1.29 | 1.11e-05 |  |  |  |  | linear | PM2.5=a0+a1*Rs | [7 empty] | Sensor | TEOM | [10 empty] | 6.5 | [26 empty] | NO | [8 empty] | Steinle et al. 2015 | 400 | USD | https://www.sciencedirect.com/science/article/pii/S0048969714017057?via%3Dihub |  | JRC-FK
Dylos |  |  | DC1700 |  | optical | OEM | PM2.5-0.5 | #ft-3 (PCN) | Y | open source | FIELD |  |  |  | 1 | hour | 0.7 | 4.75 | 2.8e-05 |  |  |  |  | linear | PM2.5=a0+a1*Rs | [7 empty] | Sensor | TEOM-FDMS | [10 empty] | 6.5 | [26 empty] | NO | [8 empty] | Steinle et al. 2015 | 400 | USD | https://www.sciencedirect.com/science/article/pii/S0048969714017057?via%3Dihub |  | JRC-FK
Dylos |  |  | DC1700 |  | optical | OEM | PM2.5-0.5 | #ft-3 (PCN) | Y | open source | FIELD |  |  |  | 1 | min | 0.778 | -2.8197 | 0.0071 |  |  |  |  | linear | PM2.5=a0+a1*Rs | [7 empty] | Sensor | GRIMM | [10 empty] | 11.3 | [28 empty] | YES | 300 | YES | 110 |  |  |  | Han et al,.2016 | 400 | USD | https://www.tandfonline.com/doi/pdf/10.1080/10962247.2016.1241195?needAccess=true |  | JRC-FK
Dylos |  |  | DC1700 |  | optical | OEM | PM10-2.5 | #ft-3 (PCN) | Y | open source | FIELD |  |  |  | 1 | min | 0.481 | -1.0689 | 0.0544 |  |  |  |  | linear | PM10-2.5=a0+a1*Rs | [7 empty] | Sensor | GRIMM | [10 empty] | 4.8 | [28 empty] | YES | 400 | YES | 150 |  |  |  | Han et al,.2016 | 400 | USD | https://www.tandfonline.com/doi/pdf/10.1080/10962247.2016.1241195?needAccess=true |  | JRC-FK
Dylos |  |  | DC1700 |  | optical | OEM | PM2.5-0.5 | #ft-3 (PCN) | Y | open source | LAB |  |  |  | 1 | min | 0.94 | 0.4922 | 0.7895 |  |  |  |  | linear | PM=a0+a1*Rs | [7 empty] | Sensor | TSI OPS | [46 empty] | Jovasevic-Stojanovic et al 2015 | 400 | USD | https://www.sciencedirect.com/science/article/pii/S0269749115300294 |  | JRC-FK
Dylos |  |  | DC1700 |  | optical | OEM | PM10-2.5 | #ft-3 (PCN) | Y | open source | LAB |  |  |  | 1 | min | 0.77 | 0.01422 | 0.9114 |  |  |  |  | linear | PM=a0+a1*Rs | [7 empty] | Sensor | TSI OPS | [46 empty] | Jovasevic-Stojanovic et al 2015 | 400 | USD | https://www.sciencedirect.com/science/article/pii/S0269749115300294 |  | JRC-FK
Dylos |  |  | DC1700 |  | optical | OEM | PM2.5-0.5 | #ft-3 (PCN) | Y | open source | LAB |  |  |  | 1 | min | 0.439 | -4.053 | 3.417 |  |  |  |  | linear | PM=a0+a1*Rs | [7 empty] | Sensor | TSI OPS | [46 empty] | Jovasevic-Stojanovic et al 2015 | 400 | USD | https://www.sciencedirect.com/science/article/pii/S0269749115300294 |  | JRC-FK
Dylos |  |  | DC1700 |  | optical | OEM | PM10-2.5 | #ft-3 (PCN) | Y | open source | LAB |  |  |  | 1 | min | 0.00499 | 0.6443 | -0.001876 |  |  |  |  | linear | PM=a0+a1*Rs | [7 empty] | Sensor | TSI OPS | [46 empty] | Jovasevic-Stojanovic et al 2015 | 400 | USD | https://www.sciencedirect.com/science/article/pii/S0269749115300294 |  | JRC-FK
Dylos |  |  | DC1700 |  | optical | OEM | PM2.5 | µg/m3 | Y | open source | FIELD |  |  |  | 1 | hour |  | 0.55 | 6.926 |  |  |  |  | linear | PM=a0+a1*Rs | [7 empty] | Sensor | GRIMM | linear | 0.84 | [44 empty] | Jovasevic-Stojanovic et al 2015 | 400 | USD | https://www.sciencedirect.com/science/article/pii/S0269749115300294 |  | JRC-FK
Dylos |  |  | DC1700 |  | optical | OEM | PM10 | µg/m3 | Y | open source | FIELD |  |  |  | 1 | hour |  | 1.603 | 3.357 |  |  |  |  | linear | PM=a0+a1*Rs | [7 empty] | Sensor | GRIMM | linear | 0.73 | [44 empty] | Jovasevic-Stojanovic et al 2015 | 400 | USD | https://www.sciencedirect.com/science/article/pii/S0269749115300294 |  | JRC-FK
Plantower |  |  | PMS1003 |  | optical | sensor system | PM2.5 | µg/m3 | N | black box | LAB |  |  |  | 10 | hour | [16 empty] | REF | Sensor | linear | 0.84 | [28 empty] | 3.22 | [15 empty] | Kelly et al 2017 | 20 | USD | https://www.sciencedirect.com/science/article/pii/S026974911632718X?via%3Dihub |  | JRC-FK
Plantower |  |  | PMS1003 | Y | nephelometer | sensor system | PM2.5 | µg/m3 | N | black box | FIELD |  |  |  | 1 | hour | 0.845 | 5.22 | 1.26 |  |  |  |  | linear | Rs=a0+a1*PM2.5 | [7 empty] | TEOM | Sensor | [30 empty] | 10.5 | [15 empty] | Kelly et al 2017 | 20 | USD | https://www.sciencedirect.com/science/article/pii/S026974911632718X?via%3Dihub |  | JRC-FK
Plantower |  |  | PMS1003 | Y | nephelometer | sensor system | PM2.5 | µg/m3 | N | black box | FIELD |  |  |  | 1 | hour | 0.92 | -7.16 | -0.033 | 90.9 |  |  |  | exponential | Rs= a0+a1*(1-exp(a2*PM2.5)) | [7 empty] | TEOM | Sensor | [30 empty] | 10.5 | [15 empty] | Kelly et al 2017 | 20 | USD | https://www.sciencedirect.com/science/article/pii/S026974911632718X?via%3Dihub |  | JRC-FK
Plantower |  |  | PMS3003 |  | optical | sensor system | PM2.5 | µg/m3 | N | black box | LAB |  |  |  | 10 | hour | [16 empty] | REF | Sensor | linear | 0.85 | [44 empty] | Kelly et al 2017 | 20 | USD | https://www.sciencedirect.com/science/article/pii/S026974911632718X?via%3Dihub |  | JRC-FK
Alphasense |  |  | CO-B4 | Y | electrochemical | sensor system | CO | ppm/mV | Y | open source | LAB |  |  |  | 1 | min | 0.99 | -15.14 | 1.08 |  |  |  |  | linear | CO=a0+a1*Rs | [7 empty] | Sensor | REF | [14 empty] | 0.085 |  |  | -0.053 | -0.034 | [9 empty] | 18 | [12 empty] | NO |  | NO |  |  | Sun et al. 2016 |  |  | https://www.ncbi.nlm.nih.gov/pmc/articles/PMC4801587/ | cross sensitivity come from Lewis et al. 2016 | JRC-FK
Alphasense |  |  | NO2-B4 | N | electrochemical | sensor system | NO2 | ppb/mV | Y | open source | LAB |  |  |  | 1 | min | 0.99 | -0.99 | 0.0026 |  |  |  |  | linear | NO2=a0+a1*Rs | [7 empty] | Sensor | REF | [28 empty] | 6 | [12 empty] | YES |  |  |  |  | Sun et al. 2016 |  |  | https://www.ncbi.nlm.nih.gov/pmc/articles/PMC4801587/ |  | JRC-FK
Alphasense |  |  | CO-B4 | Y | electrochemical | sensor system | CO | ppm/mV | Y | open source | FIELD | urban |  |  | 1 | min |  | 0.099 | 0.0025 |  |  |  |  | linear | CO=a0+a1*Rs | [7 empty] | REF | Sensor | linear | 0.97 | [12 empty] | 0.085 |  |  | -0.053 | -0.034 | [9 empty] | 18 | [12 empty] | NO |  | NO |  |  | Sun et al. 2016 |  |  | https://www.ncbi.nlm.nih.gov/pmc/articles/PMC4801587/ | cross sensitivity come from Lewis et al. 2016 | JRC-FK
Alphasense |  |  | NO2-B4 | N | electrochemical | sensor system | NO2 | ppb/mV | Y | open source | FIELD | urban |  |  | 1 | min |  | -3.96 | 10.97 | -0.17 | 0.33 |  |  | MLR | NO2=(Rs-a1*RH-a0)/(a2*RH+a3) |  |  | RH |  |  |  |  | REF | Sensor | linear | 0.9 | [26 empty] | 6 | [12 empty] | YES |  |  |  |  | Sun et al. 2016 |  |  | https://www.ncbi.nlm.nih.gov/pmc/articles/PMC4801587/ |  | JRC-FK
Met One |  |  | ES642-PM2.5 |  | optical | sensor system | PM2.5 | µg/m3 | Y | open source | FIELD | urban |  |  | 1 | min |  |  | 0.75 | 0.25 |  |  |  | MlR | PM2.5=Rs*a1*(1+a2(RH2)/(1-RH)) |  |  | RH |  |  |  |  | REF | Sensor | linear | 0.92 | [44 empty] | Sun et al. 2016 | 5500 | USD | https://www.ncbi.nlm.nih.gov/pmc/articles/PMC4801587/ |  | JRC-FK
Alphasense |  |  | CO-AF |  | electrochemical | sensor system | CO | ppb | N | black box | LAB |  |  |  | 1 | hour | [16 empty] | REF | Sensor | linear | 0.99 | [12 empty] | 0.2% (amb. cond.) |  | 0.24% (amb. cond.) | [29 empty] | Mead et al. 2013 | 100 | GPB | https://www.sciencedirect.com/science/article/pii/S1352231012011284 | good sensor-to-sensor reproducibility | JRC-FK
SGX-Sensotech | e2V, MiCS |  | MiCS-5525 |  | Metal Oxide | sensor system | CO | ppm | N | black box | LAB |  |  |  | 1 | min | [7 empty] | MLR | Rs=Rs0*(a1*exp(a2*CO)*(T-298)+a3*exp(a4*CO)+a5*exp(a6*CO)*RH) |  | T | RH | [10 empty] | 3.56 | [29 empty] | 0.49 |  | -0.01 | [6 empty] | YES |  |  | Piedhrahita et al. 2014 |  |  | https://www.atmos-meas-tech.net/7/3325/2014/ | Rs is the resistance of the MOS sensor | JRC-FK
SGX-Sensotech | e2V, MiCS |  | MiCS-5525 |  | Metal Oxide | sensor system | CO | ppm | N | black box | FIELD | urban |  |  | 1 | min | [7 empty] | MLR | Rs=Rs0*(a0+a1*CO+a2*T+a3*RH+a4*time) |  | T | RH | [10 empty] | 0.44 | [29 empty] | 0.49 |  | -0.01 | [6 empty] | YES |  |  | Piedhrahita et al. 2014 |  |  | https://www.atmos-meas-tech.net/7/3325/2014/ | Rs is the resistance of the MOS sensor | JRC-FK
SGX-Sensotech | e2V, MiCS |  | MiCS-2710 |  | Metal Oxide | sensor system | NO2 | ppb | N | black box | LAB |  |  |  | 1 | min | [7 empty] | MLR | Rs=Rs0*(a1*exp(a2*NO2)*(T-298)+a3*exp(a4*NO2)+a5*exp(a6*NO2)*RH) |  | T | RH | [10 empty] | 7.1 | [29 empty] | 0.93 |  | -0.01 | [6 empty] | YES |  |  | Piedhrahita et al. 2014 | 7 | USD | https://www.atmos-meas-tech.net/7/3325/2014/ | Rs is the resistance of the MOS sensor | JRC-FK
SGX-Sensotech | e2V, MiCS |  | MiCS-2710 |  | Metal Oxide | sensor system | NO2 | ppb | N | black box | FIELD | urban |  |  | 1 | min | [7 empty] | MLR | Rs=Rs0*(a0+a1*NO2+a2*T+a3*RH+a4*time) |  | T | RH | [10 empty] | 8.4 | [29 empty] | 0.93 |  | -0.01 | [6 empty] | YES |  |  | Piedhrahita et al. 2014 | 7 | USD | https://www.atmos-meas-tech.net/7/3325/2014/ | Rs is the resistance of the MOS sensor | JRC-FK
Air Quality Egg |  |  | MiCS 5525 |  | Metal Oxide | sensor system | CO | ppm | N | black box | FIELD |  |  |  | 1 | hour | [16 empty] | Sensor | FEM | linear | 0.16 | [8 empty] | 307.1 | [12 empty] | 0.31 | [22 empty] | Piedhrahita et al. 2014 |  |  | https://www.atmos-meas-tech.net/7/3325/2014/ |  | JRC-FK
Air Quality Egg |  |  | MiCS-2710 |  | Metal Oxide | sensor system | NO2 | ppb | N | black box | FIELD |  |  |  | 1 | hour | [16 empty] | Sensor | FEM | linear | 0.06 | [8 empty] | 11.3 | [12 empty] | 2.46 | [22 empty] | Piedhrahita et al. 2014 |  |  | https://www.atmos-meas-tech.net/7/3325/2014/ |  | JRC-FK
e2V |  |  | MICS-4514 |  | Metal Oxide | OEM | NO2 | ohms | Y | open source | LAB |  |  |  | 30 | sec | [16 empty] | REF | Sensor | linear | 0.9834 | 48624 | 5051.7 | [37 empty] | YES |  | YES |  |  | Bart et al. 2011 (VITO) |  |  |  |  | JRC-FK
e2V |  |  | MICS-4514 |  | Metal Oxide | OEM | NO2 | ohms | Y | open source | FIELD | urban |  |  | 30 | min | [16 empty] | REF | Sensor | linear | 0.1778 | 1000000 | -12871 | [37 empty] | YES |  | YES |  |  | Bart et al. 2011 (VITO) |  |  |  |  | JRC-FK
Alphasense |  |  | CO-B4 | N | electrochemical | OEM | CO | ppb | N | black box | LAB | [21 empty] | Sensor | REF | linear | 0.9538 | -80.822 | 1.7225 | [17 empty] | 8.75 | [24 empty] | AIR QUALITY SENSOR NETWORK–FINAL REPORT |  |  |  |  | JRC-FK
Dylos |  |  | DC1100 |  | optical | sensor system | PM2.5 | #/0.01ft3 | Y | open source | LAB | [5 empty] | 0.9 |  | 3.91e-06 | 1.803 |  |  |  | exponential | PM2.5=a1*Rsa2 | [55 empty] | Dacunto et al. 2015 |  |  | https://www.ncbi.nlm.nih.gov/pubmed/26487426 |  | JRC-FK
Alphasense |  |  | CO-B4 | Y | electrochemical | OEM | CO | ppm | Y | open source | LAB | [5 empty] | 0.96 | [6 empty] | MLR | Model 0 |  | T | RH |  |  |  |  | Sensor | REF | [14 empty] | 0.01 | 0.01 |  | 0.01 |  |  |  | 0.09 | SD | [18 empty] | YES |  | YES |  |  | Wei et al. 2018 |  |  | https://www.mdpi.com/1424-8220/18/2/59 |  | JRC-FK
Alphasense |  |  | CO-B4 | Y | electrochemical | OEM | CO | ppm | Y | open source | LAB | [5 empty] | 0.98 | [6 empty] | MLR | Model 1 |  | T | RH |  |  |  |  | Sensor | REF | [14 empty] | 0.01 | 0.01 |  | 0.01 |  |  |  | 0.03 | SD | [18 empty] | YES |  | YES |  |  | Wei et al. 2018 |  |  | https://www.mdpi.com/1424-8220/18/2/59
Alphasense |  |  | CO-B4 | Y | electrochemical | OEM | CO | ppm | Y | open source | LAB | [5 empty] | 0.97 | [6 empty] | MLR | Model 2 |  | T | RH |  |  |  |  | Sensor | REF | [14 empty] | 0.01 | 0.01 |  | 0.01 |  |  |  | 0.03 | SD | [18 empty] | YES |  | YES |  |  | Wei et al. 2018 |  |  | https://www.mdpi.com/1424-8220/18/2/59
Alphasense |  |  | CO-B4 | Y | electrochemical | OEM | CO | ppm | Y | open source | LAB | [5 empty] | 0.98 | [6 empty] | MLR | Model 3 |  | T | RH |  |  |  |  | Sensor | REF | [14 empty] | 0.01 | 0.01 |  | 0.01 |  |  |  | 0.02 | SD | [18 empty] | YES |  | YES |  |  | Wei et al. 2018 |  |  | https://www.mdpi.com/1424-8220/18/2/59
Alphasense |  |  | NO2-B42F | Y | electrochemical | OEM | NO2 | ppb | Y | open source | LAB | [5 empty] | 0.84 | [6 empty] | MLR | Model 0 |  | T | RH |  |  |  |  | Sensor | REF | [15 empty] | 0.01 | 0.01 | 1 |  |  |  | 6.5 | SD | [18 empty] | YES |  | YES |  |  | Wei et al. 2018 |  |  | https://www.mdpi.com/1424-8220/18/2/59
Alphasense |  |  | NO2-B42F | Y | electrochemical | OEM | NO2 | ppb | Y | open source | LAB | [5 empty] | 0.79 | [6 empty] | MLR | Model 1 |  | T | RH |  |  |  |  | Sensor | REF | [15 empty] | 0.01 | 0.01 | 1 |  |  |  | 5.8 | SD | [18 empty] | YES |  | YES |  |  | Wei et al. 2018 |  |  | https://www.mdpi.com/1424-8220/18/2/59
Alphasense |  |  | NO2-B42F | Y | electrochemical | OEM | NO2 | ppb | Y | open source | LAB | [5 empty] | 0.87 | [6 empty] | MLR | Model 2 |  | T | RH |  |  |  |  | Sensor | REF | [15 empty] | 0.01 | 0.01 | 1 |  |  |  | 7.5 | SD | [18 empty] | YES |  | YES |  |  | Wei et al. 2018 |  |  | https://www.mdpi.com/1424-8220/18/2/59
Alphasense |  |  | NO2-B42F | Y | electrochemical | OEM | NO2 | ppb | Y | open source | LAB | [5 empty] | 0.87 | [6 empty] | MLR | Model 3 |  | T | RH |  |  |  |  | Sensor | REF | [15 empty] | 0.01 | 0.01 | 1 |  |  |  | 5.8 | SD | [18 empty] | YES |  | YES |  |  | Wei et al. 2018 |  |  | https://www.mdpi.com/1424-8220/18/2/59
Note on J48: Federico KARAGULIAN: Careful check I think all data are available
Note on BH87: Federico KARAGULIAN: Ask AQ-Spec for calculated accuracy
Note on AT168: Federico KARAGULIAN: averaged value over 3 units
Note on AT169: Federico KARAGULIAN: averaged value over 3 units
Note on AT170: Federico KARAGULIAN: averaged value over 3 units
Note on AT171: Federico KARAGULIAN: averaged value over 3 units
Note on AT172: Federico KARAGULIAN: averaged value over 3 units
Note on AR173: Federico KARAGULIAN: averaged over 3 units
Note on AK336: Federico KARAGULIAN: averaged values over 3 units
Note on AK426: Federico KARAGULIAN: average of 3 units

## Notes
NOTES
1 Sensor system is intented to be a sensor together with a DAQ (data acquisition) and data transfer; Sensor is intented to be the measuring device only.
3Parameter used for the MLR in addtion to the reference
2Rs is refered to the signal response of the sensor, NO2, O3, NO, CO, T, RH are the intereferents
OEM = Original Equipment Manufacturer

## Sheet2
Honeywell HPM | HPM series | optical | sensor | PM2.5 | N | black box |  |  | up to 95% |  |  | 15ug/m3 (o-100 ug/m3); 15% 100-1000 ug/m3 | 0-1000 ug/m3 |  |  | https://sensing.honeywell.com/sensors/particle-sensors | 22 | EUR
Winsen ZH03A | ZH03 - Laser Dust Module | optical | sensor | PM2.5 | N | black box |  |  |  | PM2.5=1000x(TH)/(TH+TL) (low & high lev. Time) | [5 empty] | https://www.winsen-sensor.com/d/files/air-quality/zh03-series-laser-dust-module-v2_0.pdf | 72 | EUR
PLANTOWER PMS A003 | [15 empty] | http://www.plantower.com/content/?125.html
PLANTOWER PMS 1003
Shinyei | PM Sensor Evaluation Kit | optical | sensor system | PM2.5 | N | black box | 0.92 | [8 empty] | https://www.shinyei.co.jp/stc/eng/optical/main_pmmonitor.html | 5200 | EUR
Dylos | DC 1700 | optical | sensor system | PM2.5 | N | black box | 0.917 | [8 empty] | http://www.dylosproducts.com/dc1700.html | 425 | EUR
PMX | Custom PMX | optical | sensor system | PM2.5 | N | open source | 0.97 | 0.1905 |  |  | 30.8 ug/m3 (std) |  |  |  |  | Park_et_al_2013
Air nut sensor |  | optical | sensor system | PM2.5 | N | black box | 0.81 | [6 empty] | 20-23 | 20-23 | file:///C:/Users/karagfe/Downloads/SDS011_laser_PM2.5_sensor_specification-V1.3.pdf | 200 | EUR
Nova Fitness Co. Ltd. | SDS011 | optical | sensor | PM2.5 | N | open source |  |  | 70% |  | 15% and ± 15ug/m3 |  | 0-1000 ug/m3 |  |  | https://pan.baidu.com/s/1skCk8AL | 20 | EUR
Nova Fitness Co. Ltd. | SDS018 | optical | sensor | PM2.5 | N | open source |  |  | 70% |  | 15% and ± 15ug/m4 |  | 0-1000 ug/m4 |  |  | https://ecksteinimg.de/Datasheet/SDS018%20Laser%20PM2.5%20Product%20Spec%20V1.5.pdf | 20 | EUR
Nova Fitness Co. Ltd. | SDS021 | optical | sensor | PM2.5 | N | open source |  |  | 70% |  | 15% and ± 15ug/m5 |  | 0-1000 ug/m5 |  |  | https://cdn.sparkfun.com/assets/parts/1/2/2/7/5/SDS021_laser_PM2.5_sensor_specification-V1.0.pdf | 20 | EUR
Nova Fitness Co. Ltd. | SDS019 | optical | sensor | PM2.5 | N | open source |  |  | 70% |  | 15% and ± 15ug/m6 |  | 0-1000 ug/m6 |  |  | https://pan.baidu.com/s/1sl7Hj0h | 21 | EUR
Met One | ES-642 | optical | sensor | PM2.5 | N | open source | 0.92
Winsen | ZE03-NO2 | electrochemical | sensor | NO2 | N | open source | [9 empty] | https://aqicn.org/air/view/sensor/spec/no2.winsen-ZE03.pdf | 90 | EUR
Winsen | ZE03-CO | electrochemical | sensor | CO | N | open source | [9 empty] | https://aqicn.org/air/view/sensor/spec/no2.winsen-ZE03.pdf | 90 | EUR
Alphasense | NO2-A1
https://www.epa.gov/air-sensor-toolbox/evaluation-emerging-air-pollution-sensor-performance
EPA reports
https://www.epa.gov/air-sensor-toolbox/air-sensor-toolbox-resources-and-funding#TER
https://www.epa.gov/sites/production/files/2018-03/documents/final_em-3_master_slide_set.pdf